## Forecast non-routine program
Appendix H
SunWater's forecast non-routine program for the 2018/19 to 2023/24 period (November 2018)
Notes:
Financial figures are presented in nominal ($'000).
Excludes Dawson Valley (Theodore) and St George distribution systems as they transferred to local management entities in 2018.
SunWater made a negative manual adjustment to the Barker Barambah non-routine program in 2018/19 in the regulatory model of approx. $89,000, which is not reflected in the below data.
Fin Year | Main Key | Service contract | Activ | Pln Order | Functional Location | Description | Budget
2019 | 0000001401 | WAIE | 04-01 | 5102934 | BRI-DIST-GIRU-REED-RBP-P4 | Giru Benefitted Area Reed Beds Pipeline - Pre Design - REED-RBP-P4 - Fl Meter - Replacement & Refurbishment Life Strategy | 6.768
2019 | 0000069873 | WKBB | 04-01 | 5113201 | BBR-GOSS-PSTN-PUN1-PUMP | Refurbish Pump 1 - Gattonvale PSTN | 69.7379
2019 | 0000042412 | WMIM | 04-01 | 5114008 | MDA-WBA-MC-MC_D-SO02-GATE | Main Ch. 38070 to 43205m D Sect - Replace - MC_D-SO02-GATE - Slide Gate - Replacement & Refurbishment Life Strategy | 12.8693
2019 | 0000064348 | WKIA | 04-01 | 5144957 | ETO-VPR-PSTN-FM-RECD | Victoria Plains PSTN - Replace - PSTN-FM-RECD - Flow Chart Recorder - Replacement & Refurbishment Life Strategy | 11.4175
2019 | 0000001494 | WAIE | 04-01 | 5146073 | BRI-DIST-ELLT-IRR-PSTN-PUN1-PUMP | Elliot PSTN PUN1 Pump - Refurbish - PSTN-PUN1-PUMP - PUMP - Replacement & Refurbishment Life Strategy | 39.969
2019 | 0000004937 | WBBY | 04-01 | 5151523 | BYR-BOY-BOO-OWK-OLT-VLV-VLR-001 | Refurbish Reg Valve 1 (2014 DS 4.2a, 4.2c, 4.2.1a) | 29.777
2019 | 0000064058 | WKBB | 04-01 | 5156626 | BBR-BNR-BRW-PWK-001-STR-002 | Bowen River Weir - Refurbish - PWK-001 - REPAIR GABIONS/MATT - Ref 2016 & 18 Dam Safety Insp. Items (2.6.2, 2.7.2 & 2.7.3) | 42.1696
2019 | 0000064460 | WKIA | 04-01 | 5159791 | ETO-BR-BS3-CMPD-FNCE | Brightley BS3 - Refurbish - BS3-CMPD-FNCE - Compound Perimeter Fencing - Irrigation Scheme Strategy Fencing (30Yr Plan) | 4.4307
2019 | 0000075034 | WBBU | 04-01 | 5159803 | UBP-BUR-JOG | Replace joint seals on concrete slabs | 51.727
2019 | 0000060778 | WMIM | 04-01 | 5160218 | MDA-ATH-IRR-AC04-MO-M001 | Lateral AC04 & MC - Replace - MDA-ATH-IRR - Meters - Replacement & Refurbishment Life Strategy | 31.5514
2019 | 0000060779 | WMIM | 04-01 | 5160218 | MDA-ATH-IRR-AC04-MO-M003 | Lateral AC04 & MC - Replace - MDA-ATH-IRR - Meters - Replacement & Refurbishment Life Strategy | 31.5514
2019 | 0000045226 | WMIM | 04-01 | 5160218 | MDA-ATH-IRR-MC-MO-M008 | Lateral AC04 & MC - Replace - MDA-ATH-IRR - Meters - Replacement & Refurbishment Life Strategy | 31.5514
2019 | 0000060772 | WMIM | 04-01 | 5160218 | MDA-WBA-MC-MC_C-WB06A_1-DL03 | West Barron MC C Sect. - Replace - MDA-WBA-MC-MC_C - Meters - Replace & Refurb Strategy & Irrig Com Strat (Item 1.0) | 31.5514
2019 | 0000060773 | WMIM | 04-01 | 5160218 | MDA-WBA-MC-MC_C-WB07A-MO-M001 | West Barron MC C Sect. - Replace - MDA-WBA-MC-MC_C - Meters - Replace & Refurb Strategy & Irrig Com Strat (Item 1.0) | 31.5514
2019 | 0000060774 | WMIM | 04-01 | 5160218 | MDA-WBA-MC-MC_C-WB07A-MO-M002 | West Barron MC C Sect. - Replace - MDA-WBA-MC-MC_C - Meters - Replace & Refurb Strategy & Irrig Com Strat (Item 1.0) | 31.5514
2019 | 0000002136 | WLBN | 04-01 | 5160380 | NMA-NGA-FAI-OWK-002-OLS-GTE-004 | Refurbish Gate - seals, guides etc-(Brought Forward from 2010 RP Sept 04) | 61.4255
2019 | 0000057918 | WBBU | 04-01 | 5160511 | UBP-BUR-JON-SPW-STS | Backfill the void under the Jones Weir dissipater with concrete (2012 DS Rec 9.4) | 77.5602
2019 | 0000003883 | WBIG | 04-01 | 5161198 | BIA-ISIS-IMC-RG-RG01-GATE | Isis MC - Refurbish - RG01 - RFRB REG GATE BLST/PNT/BRNGS - Float Reg Gate Refurb Strat (12BIA16) | 31.6208
2019 | 0000065117 | WKBP | 04-01 | 5164289 | PIO-MO | Replace existing flow meter (1 per year) (P2) - Pioneer River | 5.2787
2019 | 0000065120 | WKBB | 04-01 | 5164294 | BBR-BOWN-MO | Replace existing flow meter (1 per year) (P2) | 4.7747
2019 | 0000065142 | WMBM | 04-01 | 5164316 | TIN-BR-BRMO | Replace Meter Program (3 per year) - Barron River (P2) | 15.7397
2019 | 0000065143 | WABB | 04-01 | 5212586 | BDK-BURD-BURD-MO | Replace Meter Program (3 per year) - Burdekin River (P2) (Was 16BDK10 ) | 15.7397
2019 | 0000008908 | WIBU | 04-01 | 5164323 | UCO-UCR-MO | Replacement meter program as per 2015 UCO strategy (P2) | 39.8059
2019 | 0000065148 | WIBH | 04-01 | 5164326 | CHW-MO | Replacement of Chinchilla Meter Outlets - 2015 IBH Strategy | 11.7139
2019 | 0000065104 | WLBC | 04-01 | 5164410 | CVA-CALR-MO | Meter Replacement (12 per year) - Callide Valley (P2) | 63.0433
2019 | 0000065103 | WLBD | 04-01 | 5164413 | DAW-DAWR-MO | Meter Replacement - Dawson Valley (7 per year) (P2) | 84.7009
2019 | 0000065089 | WBBR | 04-01 | 5173603 | BBA-BBRS-MO | Replace Meter Program (11 per year) - Barker Barambah (P2) | 11.5478
2019 | 0000067328 | WBBR | 04-01 | 5173604 | BBA-URG-FMO | Replace Customer Meter (1 Per Year) - Upper Redgate (P2) | 5.2787
2019 | 0000065090 | WBBY | 04-01 | 5173605 | BYR-MO | Replace Meter Program (3 per year) - Boyne River (P2) | 15.7397
2019 | 0000008922 | WIBS | 04-01 | 5176728 | BAL-BALO | Replacement of St George River meters - 2015 IBS Strategy (P2) | 12.9019
2019 | 0000065147 | WIBT | 04-01 | 5176730 | MAB-MO | Replacement Meter strategy for IBT as developed in 2015 (P2) | 23.3179
2019 | 0000004653 | WBIG | 04-01 | 5212246 | BIA-ISIS-PSTNQP-PUN2-DV | Quart Pot PSTN - Refurbish - PUN2-DV RFRB VLV SLS/BRNG/CORR - Replac & Refurb Life Strategy | 44.0138
2019 | 0000056538 | WMIM | 04-01 | 5178364 | MDA-NWL-IRR-RELF-PSTNA | North Walsh Relift - Investigate - IRR-RELF-PSTNA & PSTNB - PSTN Upgrade - Material Project (QCA) Options Analysis AM11_G04 | 27.792
2019 | 0000056540 | WMIM | 04-01 | 5178364 | MDA-NWL-IRR-RELF-PSTNB | North Walsh Relift - Investigate - IRR-RELF-PSTNA & PSTNB - PSTN Upgrade - Material Project (QCA) Options Analysis AM11_G04 | 27.792
2019 | 0000074473 | WLBN | 04-01 | 5179995 | NMA-NGA-FAI-SFC-TPS | Replace or repair level transmitters | 37.344
2019 | 0000072694 | WKBP | 04-01 | 5181717 | PIO-PCP-IPT-VLG | Refurbish 900mm dia B/Fly Guard Valve upstream of pepperpot valve (Install seals - already purchased) | 10.9307
2019 | 0000004550 | WBBR | 04-01 | 5212716 | BBA-BKR-BPD-OWK-OLT-VLV-VLG-001 | Refurbish Valve - including hydraulic actuation (DS 2013/6.4.9a) | 131.4647
2019 | 0000047098 | WMIM | 04-01 | 5191677 | MDA-SWL-SWI-SW05_2-PR01 | Lateral SW05 & SW05_2 - Replace - MDA-SWL-SWI-SW05 - Pressure Reducers - Replacement & Refurbishment Life Strategy | 19.0064
2019 | 0000074971 | WMIM | 04-01 | 5191677 | MDA-SWL-SWI-SW05-PR01 | Lateral SW05 & SW05_2 - Replace - MDA-SWL-SWI-SW05 - Pressure Reducers - Replacement & Refurbishment Life Strategy | 19.0064
2019 | 0000008620 | WMIM | 04-01 | 5192797 | MDA-MAR-IRR-M04_ORG | Mareeba Plines - Bus Case - MDA-MAR-IRR - Replace Plines M4, 6, 15_2, P023 to 27 - Replacement & Refurbishment Life Strategy | 4.152
2019 | 0000008621 | WMIM | 04-01 | 5192797 | MDA-MAR-IRR-M06 | Mareeba Plines - Bus Case - MDA-MAR-IRR - Replace Plines M4, 6, 15_2, P023 to 27 - Replacement & Refurbishment Life Strategy | 4.152
2019 | 0000008622 | WMIM | 04-01 | 5192797 | MDA-MAR-IRR-M15_2 | Mareeba Plines - Bus Case - MDA-MAR-IRR - Replace Plines M4, 6, 15_2, P023 to 27 - Replacement & Refurbishment Life Strategy | 4.152
2019 | 0000075321 | WMIM | 04-01 | 5192797 | MDA-MAR-IRR-MC-P023 | Mareeba Plines - Bus Case - MDA-MAR-IRR - Replace Plines M4, 6, 15_2, P023 to 27 - Replacement & Refurbishment Life Strategy | 4.152
2019 | 0000075322 | WMIM | 04-01 | 5192797 | MDA-MAR-IRR-MC-P024 | Mareeba Plines - Bus Case - MDA-MAR-IRR - Replace Plines M4, 6, 15_2, P023 to 27 - Replacement & Refurbishment Life Strategy | 4.152
2019 | 0000008613 | WMIM | 04-01 | 5192797 | MDA-MAR-IRR-MC-P025 | Mareeba Plines - Bus Case - MDA-MAR-IRR - Replace Plines M4, 6, 15_2, P023 to 27 - Replacement & Refurbishment Life Strategy | 4.152
2019 | 0000008614 | WMIM | 04-01 | 5192797 | MDA-MAR-IRR-MC-P026 | Mareeba Plines - Bus Case - MDA-MAR-IRR - Replace Plines M4, 6, 15_2, P023 to 27 - Replacement & Refurbishment Life Strategy | 4.152
2019 | 0000075323 | WMIM | 04-01 | 5192797 | MDA-MAR-IRR-MC-P027 | Mareeba Plines - Bus Case - MDA-MAR-IRR - Replace Plines M4, 6, 15_2, P023 to 27 - Replacement & Refurbishment Life Strategy | 4.152
2019 | 0000008623 | WMIM | 04-01 | 5212540 | MDA-SOU-IRR-WB14 | South Edge Ch WB14 - Investigate - WB14 - RPLC BUS CASE WB14 - Material Project (QCA) Options Analysis AM11_G04 | 11.3068
2019 | 0000065796 | WBBU | 04-01 | 5193272 | UBP-BUR-JON-OWS-001-ILS-GTB | Refurbish Bulkhead Gates (Seals and clamping plate redesign)(2016 DS Rec) | 73.3754
2019 | 0000071815 | WBBU | 04-01 | 5193273 | UBP-BUR-JON-ABT-ABR-PWK | Replace: Timber Cribs inc options study | 113.9974
2019 | 0000001060 | WABB | 04-01 | 5193397 | BDK-BDR-BFD | Study: 20yr Dam Safety Review -Burdekin Falls Dam | 142.86
2019 | 0000075313 | WMIM | 04-01 | 5194509 | MDA-SWL-WR-WR-LEAF-STRU | Leafgold Weir - Refurbish - WR-LEAF-STRU - Crest Repairs - Replacement & Refurbish Life Strategy | 37.1736
2019 | 0000075331 | WIBT | 04-01 | 5194813 | MAB-MCB-CLM-SPW-CRN-CRG | Inspect: Allowance to follow North region with 3rd Party Crane contractor to achieve state-wide consistency | 3.9055
2019 | 0000049467 | WAIE | 04-01 | 5194882 | BRI-DIST-DALB-IRR-PSTNA-PUN2-PUMP | Dalbeg PSTNA PUN2 - Refurbish - PUN2-PUMP - RFRB PUMP SLS/BRNGS/IMPLR - Replacement & Refurbishment Life Strategy | 42.72
2019 | 0000065144 | WLBN | 04-01 | 5195026 | NMA-MCK-MO | Replace Meter Program (2 per year) - Mackenzie River | 10.5032
2019 | 0000065102 | WLBT | 04-01 | 5195027 | TMC-MO | Meter Replacement Three Moon Creek (8 per year) (P2) | 41.9826
2019 | 0000065145 | WABP | 04-01 | 5195028 | PRO-PRIA-PRS-MO | Replace Meter Program (8 per year) - Proserpine River (P2) | 31.9866
2019 | 0000075186 | WKBB | 04-01 | 5207848 | BBR-BKN-EUG-OWK-CND-001 | Eungella Dam - Permanently Isolate River Conduit Intake Tower Base - Refer Opt Study & Cost Estimate | 662.4622
2019 | 0000074060 | WABB | 04-01 | 5207842 | BDK-BDR-CLW-GTE-GTF-HYD | Refurbish Hydraulic System and cylinders - Stage 2 | 500.824
2019 | 0000075393 | WBBB | 04-01 | 5207816 | BUN-KOL-FHD-OWK-ILT-CRN-CRO | Refurbish Gantry Crane / Bridge (Based on Field Engineers report) | 210.2437
2019 | 0000070908 | WBBY | 04-01 | 5207817 | BYR-BOY-BOO-OWK-ILT-BDG | Study: Level 2 Bridge Assessment | 30
2019 | 0000075189 | WKBE | 04-01 | 5207867 | KIN-LCY-KID-EMB-EML-DRN-DRT-001 | Construct reverse filter for the full length of Lucy Creek - embankment toe to Leichardt Rd - Construction | 728.6265
2019 | 0000070475 | WLBN | 04-01 | 5207820 | NMA-MCK-BDW-ELE-CNL | Install new PC and SCADA - Option Analysis | 20.004
2019 | 0000072169 | WABP | 04-01 | 5207871 | PRO-PRR-PFD-SFC-REC | Peter Faust Dam – Recreational Facility Land Matters | 95.004
2019 | 0000073164 | WABP | 04-01 | 5207837 | PRO-PRR-PFD-LWS-PIP | Decommission the WTP | 27.996
2019 | 0000070562 | WMBM | 04-01 | 5207821 | TIN-BRN-TID-ELE-CNL-002 | Install a standalone SCADA for Tinaroo Falls Dam (Radial Gate) - Option Analysis | 20.004
2019 | 0000064801 | WKIA | 04-01 | 5112534 | ETO-AR-PSTN-FM-FMTR | Abingdon Relift PSTN - Replace - FLOW METER - 30y Irrigation Strategy (Item 4.0 & 4.1) AM14_S2 | 30.4134
2019 | 0000005378 | WBIC | 04-01 | 5112864 | LOW-WPS-PSTN-ELEC-CNTL | Walker Point PSTN - Replace - ELEC-CNTL - CONT SYS OPTIONS - Material Project (QCA) Options Analysis AM11_G04 | 71.7885
2019 | 0000003839 | WBIG | 04-01 | 5145669 | BIA-BING-PSTNMC-PUN1-NRV | McIlwraith PSTN - Refurbish - PUN1-NRV - RFRB NRV - Replace & Refurb Strategy & Irrig Com Strat (Item 6.0) | 10.7044
2019 | 0000005193 | WBIC | 04-01 | 5113058 | LOW-CHB-PSTN-PUN1-PUMP | Copenhagen Bend PSTN - Refurbish - PUN1-PUMP - SUBM PUMP - Replacement & Refurbishment Life Strategy | 52.7608
2019 | 0000004885 | WBIG | 04-01 | 5113484 | BIA-BING-BMC-AC-AC14-BG | Bingera MC - Refurbish - AC14-BG - BLST/PAINT/ANODES - Replacement & Refurbishment Life Strategy | 19.9766
2019 | 0000049466 | WMIM | 04-01 | 5113694 | MDA-SWL-SWI-RELF-PSTNB | Price Creek B PSTN - Investigate - ELF-PSTNB - RPLC OPTIONS ANAL - Material Project (QCA) Options Analysis AM11_G04 | 18.5439
2019 | 0000013803 | WAIE | 04-01 | 5113795 | BRI-DIST-CLAR-IRR-PSTNB-CBLE | Clare PSTN B - Replace - STNB-CBLE - REPL CABLE - Replace & Refurb Strategy & Irrig Com Strat (Item 1.2) | 162.3873
2019 | 0000001343 | WAIE | 04-01 | 5113799 | BRI-DIST-DALB-IRR-PSTNB-VACS | Dalbeg PSTN B - Refurbish - STNB-VACS - VACUUM PRIMING SYS - Replacement & Refurbishment Life Strategy | 21.1536
2019 | 0000045321 | WMIM | 04-01 | 5113942 | MDA-NWL-IRR-MC-RG03-GT01 | North Walsh MC - Replace - RG03-GT01 - RPLC SLIDE GATE 1 - Replacement & Refurbishment Life Strategy | 25.2406
2019 | 0000008383 | WMIM | 04-01 | 5114010 | MDA-SWL-SWI-SW14-BP | South Walsh Ch SW14 - Refurbish - SW14-BP - REPAINT MTLWK - Replacement & Refurbishment Life Strategy | 7.2455
2019 | 0000008384 | WMIM | 04-01 | 5114010 | MDA-SWL-SWI-SW17-BP | South Walsh Ch SW17 - Refurbish - SW17-BP - REPAINT MTLWK - Replacement & Refurbishment Life Strategy | 7.2455
2019 | 0000041347 | WMIM | 04-01 | 5121468 | MDA-EBA-IRR-BSTR-OTLT-GATE | East Barron BSTR - Replace - OTLT-GATE - ACTUATOR - Replacement & Refurbishment Life Strategy | 17.4551
2019 | 0000055435 | WAIE | 04-01 | 5121815 | BRI-DIST-HAUG-IRR-HDC-RG102-CNTL | Haughton Diversion Ch - Replace - G102-CNTL - RTU AND EQUIPMENT - Radio & RTU Replacement Strategy | 9.799
2019 | 0000056294 | WBIG | 04-01 | 5131815 | BIA-GOOB-PSTN-FM-FMTR | Gooburrum PSTN - Replace - FM-FMTR - FLOW METER, 1373MM - 30y Irrigation Strategy (Item 4.0 & 4.1) AM14_S2 | 88.5707
2019 | 0000056524 | WBIG | 04-01 | 5131840 | BIA-ABBO-PSTN-FM-FMTR | Abbotsford PSTN - Replace - FM-FMTR - FLOWMETER - 30y Irrigation Strategy (Item 4.0 & 4.1) AM14_S2 | 54.6044
2019 | 0000000896 | WAIE | 04-01 | 5132160 | BRI-DIST-MILL-IRR-PSTNA-PUN1-DV | Millaroo PSTN A - Refurbish - PUN1-DV - HYD/SEALS/BEARINGS - Irrigation Scheme Common Strategy (30Yr Pln) (Items 6.0 & 6.1) | 23.5977
2019 | 0000004645 | WBIG | 04-01 | 5132502 | BIA-ISIS-PSTNNG-PUN1-DV | North Gregory PSTN - Refurbish - PUN1-DV - DISCHARGE VLV - Irrigation Scheme Common Strategy (30Yr Pln) (Items 6.0 & 6.1) | 15.9392
2019 | 0000057339 | WAIE | 04-01 | 5132642 | BRI-DIST-BARR-IRR-BA5_1-RG68-GATE | Barratta Ch Ba5 - Refurbish - RG68-GATE - REGULATING GATE - Float Regulating Gate Refurbishment Strategy | 24.7038
2019 | 0000000593 | WAIE | 04-01 | 5132642 | BRI-DIST-BARR-IRR-BA5_1-RG69-GATE | Barratta Ch Ba5 - Refurbish - RG69-GATE - REGULATING GATE - Float Regulating Gate Refurbishment Strategy | 24.7038
2019 | 0000000699 | WAIE | 04-01 | 5132642 | BRI-DIST-BARR-IRR-BMC-RG23-GATE | Barratta MC - Refurbish - RG23-GATE - REGULATING GATE - Float Regulating Gate Refurbishment Strategy | 24.7038
2019 | 0000000581 | WAIE | 04-01 | 5132642 | BRI-DIST-BARR-IRR-BMC-RG24-GATE | Barratta MC - Refurbish - RG24-GATE - REGULATING GATE - Float Regulating Gate Refurbishment Strategy | 24.7038
2019 | 0000057017 | WMIM | 04-01 | 5133590 | MDA | Mareeba System - Investigate - MDA - MDA SLIDE GATE RPLC OPTIONS - Material Project (QCA) Options Analysis AM11_G04 | 12.6121
2019 | 0000057150 | WKIA | 04-01 | 5134188 | ETO-VPR-PSTN-SWB-PST1 | Victoria Plains PSTN - Replace - SWB-PST1 - PUMP NO. 1 STARTER - Replace & Refurb Strategy & Irrig Com Strat (Item 1.1) | 25.533
2019 | 0000009290 | WIBS | 04-01 | 5144491 | BAL-BAR-BMD-OWK-001-ILS-GTE-001 | Replace Rotork - Beardmore Dam; Thuraggi Outlet | 14.7044
2019 | 0000055451 | WAIE | 04-01 | 5145225 | BRI-DIST-BARR-IRR-BMC-RG27-CNTL | Barratta MC - Replace - RG27-CNTL - RTU AND EQUIPMENT - Radio & RTU Replacement Strategy | 10.5637
2019 | 0000055452 | WAIE | 04-01 | 5145225 | BRI-DIST-BARR-IRR-BMC-RG28-CNTL | Barratta MC - Replace - RG28-CNTL - RTU AND EQUIPMENT - Radio & RTU Replacement Strategy | 10.5637
2019 | 0000055453 | WAIE | 04-01 | 5145225 | BRI-DIST-BARR-IRR-BMC-RG29-CNTL | Barratta MC - Replace - RG29-CNTL - RTU AND EQUIPMENT - Radio & RTU Replacement Strategy | 10.5637
2019 | 0000055454 | WAIE | 04-01 | 5145225 | BRI-DIST-BARR-IRR-BMC-RG30-CNTL | Barratta MC - Replace - RG30-CNTL - RTU AND EQUIPMENT - Radio & RTU Replacement Strategy | 10.5637
2019 | 0000055455 | WAIE | 04-01 | 5145225 | BRI-DIST-BARR-IRR-BMC-RG31-CNTL | Barratta MC - Replace - RG31-CNTL - RTU AND EQUIPMENT - Radio & RTU Replacement Strategy | 10.5637
2019 | 0000055456 | WAIE | 04-01 | 5145225 | BRI-DIST-BARR-IRR-BMC-RG32-CNTL | Barratta MC - Replace - RG32-CNTL - RTU AND EQUIPMENT - Radio & RTU Replacement Strategy | 10.5637
2019 | 0000000714 | WAIE | 04-01 | 5145439 | BRI-DIST-DALB-IRR-PSTNB-PUN1-SV01 | Dalbeg PSTN B - Refurbish - PUN1-SV01 - RPL CORRDD FIXINGS - Irrigation Scheme Common Strategy (30Yr Pln) (Items 6.0 & 6.1) | 5.6451
2019 | 0000000715 | WAIE | 04-01 | 5145439 | BRI-DIST-DALB-IRR-PSTNB-PUN2-SV01 | Dalbeg PSTN B - Refurbish - PUN2-SV01 - RPL CORRDD FIXINGS - Irrigation Scheme Common Strategy (30Yr Pln) (Items 6.0 & 6.1) | 5.6451
2019 | 0000014584 | WAIE | 04-01 | 5145453 | BRI-DIST-DALB-IRR-DMC-RG07-GATE | Dalbeg MC - Refurbish - RG07-GATE - REGULATING GATE - Float Regulating Gate Refurbishment Strategy | 24.8221
2019 | 0000057362 | WAIE | 04-01 | 5145456 | BRI-DIST-ELLT-IRR-PSTN-PW02-SCRN | Elliot PSTN - Refurbish - PW02-SCRN - TRASH SCREEN - Irrigation Scheme Common Strategy (30Yr Pln) (Item 10.1) | 14.2241
2019 | 0000056422 | WAIE | 04-01 | 5145464 | BRI-DIST-DALB-IRR-PSTNA-PUN3-MTOR | Dalbeg PSTN A - Refurbish - PUN3-MTOR - MOTOR, 110KW - Replacement & Refurbishment Life Strategy | 21.9457
2019 | 0000000783 | WAIE | 04-01 | 5145468 | BRI-DIST-DALB-IRR-PSTNR-CBLE | Dalbeg PSTNR - Refurbish - STNR-CBLE - RPL UV DAM CBLE & BOX - Replace & Refurb Strategy & Irrig Com Strat (Item 1.2) | 10.6196
2019 | 0000000785 | WAIE | 04-01 | 5145487 | BRI-DIST-MILL-IRR-PSTNA-RM02 | Millaroo PSTN A - Refurbish - STNA-RM02 - ISP & RPR SURGE VESSEL - Replacement & Refurbishment Life Strategy | 32.7616
2019 | 0000014383 | WAIE | 04-01 | 5145488 | BRI-DIST-MILL-IRR-PSTNA-SPU2-PUMP | Millaroo PSTN A - Replace - SPU2-PUMP - REPLACE PUMP UNIT 2 - Replacement & Refurbishment Life Strategy | 12.6419
2019 | 0000000853 | WAIE | 04-01 | 5145494 | BRI-DIST-DALB-IRR-PSTNA-PUN3-PUMP | Dalbeg PSTN A - Refurbish - PUN3-PUMP - PUMP, FLOWSERVE - Replacement & Refurbishment Life Strategy | 41.3705
2019 | 0000000810 | WAIE | 04-01 | 5145552 | BRI-DIST-DALB-IRR-PSTNA-SM-PIPE | Dalbeg PSTN A - Refurbish - SM-PIPE - RPR SUPPORT/FIXINGS - Condition Assessment & Irrig Com Stgy (30 year) (Item 3.2) | 45.7283
2019 | 0000058443 | WBIG | 04-01 | 5145635 | BIA-WOON-PSTNWS-PUN1-PUMP | Woongarra PSTN - Refurbish - PUN1-PUMP - PUMP CARTIDGE - Replacement & Refurbishment Life Strategy | 24.2389
2019 | 0000004572 | WBIG | 04-01 | 5145656 | BIA-BING-BMC-RG-RG02-GATE | Bingera MC - Refurbish - RG02-GATE - REG GTE PNT/ANOD/BRG - Float Regulating Gate Refurbishment Strategy | 24.9705
2019 | 0000004573 | WBIG | 04-01 | 5145658 | BIA-BING-PSTNBY-PUN1-DV | Bullyard PSTN - Refurbish - PUN1-DV - RFB COR/SLS/BRNG - Irrigation Scheme Common Strategy (30Yr Pln) (Items 6.0 & 6.1) | 24.9539
2019 | 0000004574 | WBIG | 04-01 | 5145658 | BIA-BING-PSTNBY-PUN1-PUMP | Bullyard PSTN - Refurbish - PUN1-PUMP - RFRB BRNGS/WRINGS - Replacement & Refurbishment Life Strategy | 51.6039
2019 | 0000004575 | WBIG | 04-01 | 5145658 | BIA-BING-PSTNBY-PUN1-NRV | Bullyard PSTN - Refurbish - PUN1-NRV - RFRB NRV - Replace & Refurb Strategy & Irrig Com Strat (Item 6.0) | 25.9692
2019 | 0000004584 | WBIG | 04-01 | 5145669 | BIA-BING-PSTNMC-PUN1-PUMP | McIlwraith PSTN - Refurbish - PUN1-PUMP - RFRB BRNGS/WRINGS - Replacement & Refurbishment Life Strategy | 25.7506
2019 | 0000023160 | WBIG | 04-01 | 5145735 | BIA-BING-PSTNMC-PUN2-DV | McIlwraith PSTN - Replace - PUN2-DV - ACTUATOR, ROTORK - Replace & Refurb Strategy & Irrig Com Strat (Item 1.0) | 12.7415
2019 | 0000003870 | WBIG | 04-01 | 5145737 | BIA-WOON-WMC-RG-RG03-GATE | Woongarra MC - Refurbish - RG03-GATE - REG GTE PNT/ANOD/BRG - Float Regulating Gate Refurbishment Strategy | 35.9072
2019 | 0000056411 | WAIE | 04-01 | 5145739 | BRI-DIST-DALB-IRR-PSTNB-FM | Dalbeg PSTN B - Replace - PSTNB-FM - FLOW METER - 30y Irrigation Strategy (Item 4.0 & 4.1) AM14_S2 | 80.3414
2019 | 0000004624 | WBIG | 04-01 | 5145743 | BIA-ISIS-PSTNDH-PUN2-PUMP | Dinner Hill PSTN - Refurbish - PUN2-PUMP - PUMP - Replacement & Refurbishment Life Strategy | 33.1903
2019 | 0000004643 | WBIG | 04-01 | 5145755 | BIA-ISIS-PSTNDB-PUN3-PUMP | Don Beattie PSTN - Refurbish - PUN3-PUMP - PUMP - Replacement & Refurbishment Life Strategy | 54.4611
2019 | 0000004644 | WBIG | 04-01 | 5145755 | BIA-ISIS-PSTNDB-PUN3-SV | Don Beattie PSTN - Refurbish - PUN3-SV - SUCTION VALVE - Irrigation Scheme Common Strategy (30Yr Pln) (Items 6.0 & 6.1) | 41.32
2019 | 0000004656 | WBIG | 04-01 | 5145768 | BIA-ISIS-PSTNQP-PUN3-PUMP | Quart Pot PSTN - Refurbish - PUN3-PUMP - PUMP - Replacement & Refurbishment Life Strategy | 83.8968
2019 | 0000005947 | WKIA | 04-01 | 5145769 | ETO-BR-PSTN1-VPRS-VCTK | Brightley PSTN - Inspect - VPRS-VCTK - INT/EXT INSP & REPORT ON TANK - Pressure Vessel Standard AM.02 | 5.7729
2019 | 0000006085 | WKIA | 04-01 | 5145788 | ETO-MTA-PSTN-VPRS-VPS | Mt Alice PSTN - Inspect - VPRS-VPS - INT/EXT INSP & REPORT ON TANK - Pressure Vessel Standard AM.02 | 5.7729
2019 | 0000057806 | WKIA | 04-01 | 5145789 | ETO-OMC-FNCE-FN08 | Oakenden MC - Refurbish - FNCE-FN08 - FENCING REFURB - SunWater Fencing Policy PM.04 | 8.1627
2019 | 0000003897 | WBIG | 04-01 | 5145840 | BIA-ISIS-PSTNQP-PUN3-MOST | Quart Pot PSTN-Refurbish- PUN3-MOST- Circuit Breaker-Replacement & Refurbishment Life Strategy | 29.6167
2019 | 0000005382 | WBIG | 04-01 | 5145846 | BIA-GIGI-MON-PSTNM-ELEC-CBLE | Monduran PSTN - Replace - ELEC-CBLE - RPLC INCOM SECT CBL - Replace & Refurb Strategy & Irrig Com Strat (Item 1.2) | 81.1798
2019 | 0000004503 | WBIC | 04-01 | 5145871 | LOW-MRS-PSTN-PUN2-MTOR | Main Roads PSTN - Refurbish - PUN2-MTOR - ELECTRIC MOTOR - Replacement & Refurbishment Life Strategy | 17.8209
2019 | 0000004504 | WBIC | 04-01 | 5145871 | LOW-MRS-PSTN-PUN2-PUMP | Main Roads PSTN - Refurbish - PUN2-PUMP - PUMP - Replace & Refurb Strategy & Irrig Com Strat (Item 1.2) | 17.8209
2019 | 0000056388 | WBIC | 04-01 | 5145875 | LOW-OW-PSTN-PUN1-MTOR | Owanyilla PSTN - Refurbish - PUN1-MTOR - ELECTRIC MOTOR - Replacement & Refurbishment Life Strategy | 42.7181
2019 | 0000056389 | WBIC | 04-01 | 5145875 | LOW-OW-PSTN-PUN1-PUMP | Owanyilla PSTN - Refurbish - PUN1-PUMP - PUMP - Replacement & Refurbishment Life Strategy | 42.7181
2019 | 0000056390 | WBIC | 04-01 | 5145875 | LOW-OW-PSTN-PUN1-SV | Owanyilla PSTN - Refurbish - PUN1-SV - SUCTION VALVE - Irrigation Scheme Common Strategy (30Yr Pln) (Items 6.0 & 6.1) | 42.7181
2019 | 0000008469 | WMIM | 04-01 | 5145922 | MDA-SCDA-RSTN3-CNTL | Mareeba System - Replace - STN3-CNTL - RPLC PLC/RADIO/SENSORS - Radio & RTU Replacement Strategy | 11.7942
2019 | 0000004935 | WBBY | 04-01 | 5145960 | BYR-BOY-BOO | Study: 20yr Dam Safety Review - Boondooma Dam | 335.2161
2019 | 0000004899 | WBBB | 04-01 | 5145966 | BUN-KOL-FHD | Study: 20yr Dam Safety Review - Fred Haigh Dam | 210.2121
2019 | 0000047794 | WMIM | 04-01 | 5145993 | MDA-SWL-WR-EC-SOLA-ACT1 | Solanum Weir - Replace - SOLA-ACT1 - GATE ACTUATION - Replacement & Refurbishment Life Strategy | 25.9352
2019 | 0000001491 | WAIE | 04-01 | 5146088 | BRI-DIST-CLAR-IRR-PSTNB-PW-SCRN | Clare PSTN B - Refurbish - PW-SCRN - PUMPWELLSCREENS - Irrigation Scheme Common Strategy (30Yr Pln) (Item 10.1) | 19.1172
2019 | 0000014424 | WAIE | 04-01 | 5146233 | BRI-DIST-MILL-IRR-PSTNR-CNTL | Millaroo PSTN R - Replace - STNR-CNTL - PLC SCADA SPCS/DOCS - Replace & Refurb Strategy & Irrig Com Strat (Item 1.0) | 32.3907
2019 | 0000061711 | WBBY | 04-01 | 5151523 | BYR-BOY-BOO-OWK-OLT-VLV-VLG-001 | Replace the main rubber seal GV01 (2014DS 4.3.1a) | 19.9498
2019 | 0000061714 | WBBY | 04-01 | 5151529 | BYR-BOY-BOO-OWK-ILT-RAC | Patch-paint trash screens during removal (2014DS 7.3a) | 24.9301
2019 | 0000061715 | WBBY | 04-01 | 5151531 | BYR-BOY-BOO-OWK-ILT-BKS | Patch-paint Baulks during removal (2014DS 7.4a) | 13.0386
2019 | 0000048821 | WLBD | 04-01 | 5156771 | DAW-DAR-GYR | Study: WEIR PROGRAM -: 5yr Dam Comprehensive Inspection | 28.3446
2019 | 0000048822 | WLBD | 04-01 | 5156772 | DAW-DAR-MOU | Study: WEIR PROGRAM -: 5yr Dam Comprehensive Inspection | 29.9929
2019 | 0000049741 | WLBD | 04-01 | 5156774 | DAW-DAR-THW | Study: WEIR PROGRAM - 5 Yearly comprehensive inspection of Weir and Anabranch | 27.3824
2019 | 0000008057 | WMIM | 04-01 | 5159109 | MDA-ATH-IRR-MC-CR02-GATE | Atherton MC - Refurbish - CR02-GATE - AMIL GTE BLST & PAINT - Float Regulating Gate Refurbishment Strategy | 14.0228
2019 | 0000008058 | WMIM | 04-01 | 5159109 | MDA-ATH-IRR-MC-CR03-GATE | Atherton MC - Refurbish - CR03-GATE - AMIL GTE BLST & PAINT - Float Regulating Gate Refurbishment Strategy | 14.0228
2019 | 0000008059 | WMIM | 04-01 | 5159109 | MDA-ATH-IRR-MC-CR04-GATE | Atherton MC - Refurbish - CR04-GATE - AMIL GTE BLST & PAINT - Float Regulating Gate Refurbishment Strategy | 14.0228
2019 | 0000008335 | WMIM | 04-01 | 5159109 | MDA-ATH-IRR-MC-CR05-GATE | Atherton MC - Refurbish - CR05-GATE - AMIL GTE BLST & PAINT - Float Regulating Gate Refurbishment Strategy | 14.0228
2019 | 0000008336 | WMIM | 04-01 | 5159109 | MDA-ATH-IRR-MC-CR06-GATE | Atherton MC - Refurbish - CR06-GATE - AMIL GTE BLST & PAINT - Float Regulating Gate Refurbishment Strategy | 14.0228
2019 | 0000008337 | WMIM | 04-01 | 5159109 | MDA-ATH-IRR-MC-CR07-GATE | Atherton MC - Refurbish - CR07-GATE - AMIL GTE BLST & PAINT - Float Regulating Gate Refurbishment Strategy | 14.0228
2019 | 0000008338 | WMIM | 04-01 | 5159109 | MDA-ATH-IRR-MC-CR08-GATE | Atherton MC - Refurbish - CR08-GATE - AMIL GTE BLST & PAINT - Float Regulating Gate Refurbishment Strategy | 14.0228
2019 | 0000008060 | WMIM | 04-01 | 5159109 | MDA-ATH-IRR-MC-CR09-GATE | Atherton MC - Refurbish - CR09-GATE - AMIL GTE BLST & PAINT - Float Regulating Gate Refurbishment Strategy | 14.0228
2019 | 0000008055 | WMIM | 04-01 | 5159109 | MDA-ATH-IRR-MC-OVF-OVF2-RG01 | Atherton MC - Refurbish - OVF2-RG01 - REGULATING GATE - Float Regulating Gate Refurbishment Strategy | 14.0228
2019 | 0000009478 | WIBU | 04-01 | 5159296 | UCO-CDM-LES | Study: 5yr Dam Comprehensive Inspection (by 1 Jun 2019) | 106.2765
2019 | 0000064408 | WLBC | 04-01 | 5159297 | CVA-CLC-CAL | Study: Comprehensive Risk Assessment | 98.3908
2019 | 0000058091 | WLBT | 04-01 | 5159367 | TMC-TMW-CNI | Study: 20yr Dam Safety Review (by 1 Dec 2019) | 228.8892
2019 | 0000004874 | WBBB | 04-01 | 5159645 | BUN-BUR-NCW-OWS-001-INS-BKS-001 | Refurbish Baulks - paint & anodes, seals | 18.3029
2019 | 0000058829 | WAIE | 04-01 | 5159679 | BRI-DIST-HAUG-IRR-HMCH-RG02-GT01 | Haughton MC HWKS - Refurbish - RG02-GT01 - LH RADIAL GATE - Float Regulating Gate Refurbishment Strategy | 30.2859
2019 | 0000058830 | WAIE | 04-01 | 5159679 | BRI-DIST-HAUG-IRR-HMCH-RG02-GT02 | Haughton MC HWKS - Refurbish - RG02-GT02 - RH RADIAL GATE - Float Regulating Gate Refurbishment Strategy | 30.2859
2019 | 0000061112 | WAIE | 04-01 | 5159699 | BRI-DIST-CLAR-IRR-CB4-MO01 | Clare Ch B4 - Replace - CB4-MO01 - CB082W1 300END TYPE PK - 30y Irrigation Strategy (Item 4.0 & 4.1) AM14_S2 | 12.699
2019 | 0000061105 | WAIE | 04-01 | 5159721 | BRI-DIST-MILL-IRR-CH15_3-MO-M005 | Millaroo Ch 15 - Replace - MO-M005 - MB078W1 824.58R TYPE SMO - 30y Irrigation Strategy (Item 4.0 & 4.1) AM14_S2 | 22.2106
2019 | 0000061106 | WAIE | 04-01 | 5159721 | BRI-DIST-MILL-IRR-CH15_3-MO-M008 | Millaroo Ch 15 - Replace - MO-M008 - MB086W1 1179.58L TYPE SMO - 30y Irrigation Strategy (Item 4.0 & 4.1) AM14_S2 | 22.2106
2019 | 0000061110 | WAIE | 04-01 | 5159721 | BRI-DIST-MILL-IRR-CH15-MO-M009 | Millaroo Ch 15 - Replace - MO-M009 - MB072W3 2280.00 TYPE SMO - 30y Irrigation Strategy (Item 4.0 & 4.1) AM14_S2 | 22.2106
2019 | 0000061111 | WAIE | 04-01 | 5159721 | BRI-DIST-MILL-IRR-MMC-MO-M053 | Millaroo MC - Replace - MO-M053 - MB081W1 17343.12L TYPE SMO - 30y Irrigation Strategy (Item 4.0 & 4.1) AM14_S2 | 22.2106
2019 | 0000064153 | WAIE | 04-01 | 5159727 | BRI-DIST-MILL-IRR-PSTNA-CNTL | Millaroo PSTN A - Investigation - PSTNA-CNTL - CONT EQUIP OPTIONS ANAL - Material Project (QCA) Options Analysis AM11_G04 | 10.256
2019 | 0000056299 | WAIE | 04-01 | 5159728 | BRI-DIST-DALB-IRR-PSTNA-FM-FMTR | Dalbeg PSTN A - Replace - FM-FMTR - FLOW METER, VENTURI - 30y Irrigation Strategy (Item 4.0 & 4.1) AM14_S2 | 70.2653
2019 | 0000061113 | WAIE | 04-01 | 5159736 | BRI-DIST-GIRU-MO-M002 | Giru Benefitted Area - Replace - MO-M002 - METER L35500 - 30y Irrigation Strategy (Item 4.0 & 4.1) AM14_S2 | 8.9385
2019 | 0000061114 | WAIE | 04-01 | 5159736 | BRI-DIST-GIRU-MO-M014 | Giru Benefitted Area - Replace - MO-M014 - METER L39114 - 30y Irrigation Strategy (Item 4.0 & 4.1) AM14_S2 | 8.9385
2019 | 0000001047 | WAIE | 04-01 | 5159741 | BRI-DIST-GIRU-REED-PSTN-PW-STRU | Reedbeds PSTN - Refurbish - PW-STRU - REF WALKWAY/LADDER/RAILS - Irrigation Common Strategy (30Yr Pln) (Item 10.1) | 6.6627
2019 | 0000009506 | WIBH | 04-01 | 5159757 | CHW-CDM-CHI-OWS | Construct Bulkhead Gate | 37.5223
2019 | 0000055946 | WKIA | 04-01 | 5159820 | ETO-VPR-PSTN-CNTL | Victoria Plains PSTN - Replace - PSTN-CNTL - COMPONENT RPLC - 'GHD Options Study Review Report' Option #4 | 177.6083
2019 | 0000038277 | WKIA | 04-01 | 5159820 | ETO-VPR-PSTN-SWB | Victoria Plains PSTN - Replace - PSTN-SWB - COMPONENT RPLC - 'GHD Options Study Review Report' Option #4 | 48.6013
2019 | 0000064820 | WAIE | 04-01 | 5159859 | BRI-DIST-HAUG-IRR-PSTN1-SPU2 | Tom Fenwick PSTN 1 - Replace - STN1-SPU2 - SUMP PUMP NO. 2 - Replacement & Refurbishment Life Strategy | 13.8867
2019 | 0000060780 | WMIM | 04-01 | 5160225 | MDA-ATH-IRR-AC04-MO-M004 | Atherton Ch AC04 - Replace - MO-M004 - METER AT 2054.13M R - 30y Irrigation Strategy (Item 4.0 & 4.1) AM14_S2 | 22.2063
2019 | 0000060781 | WMIM | 04-01 | 5160225 | MDA-ATH-IRR-AC04-MO-M005 | Atherton Ch AC04 - Replace - MO-M005 - METER AT 2186M RL - 30y Irrigation Strategy (Item 4.0 & 4.1) AM14_S2 | 22.2063
2019 | 0000060782 | WMIM | 04-01 | 5160225 | MDA-ATH-IRR-AC04-MO-M007 | Atherton Ch AC04 - Replace - MO-M007 - METER AT 3000.71M L - 30y Irrigation Strategy (Item 4.0 & 4.1) AM14_S2 | 22.2063
2019 | 0000060783 | WMIM | 04-01 | 5160225 | MDA-ATH-IRR-AC04-MO-M008 | Atherton Ch AC04 - Replace - MO-M008 - METER AT 3067.62M R - 30y Irrigation Strategy (Item 4.0 & 4.1) AM14_S2 | 22.2063
2019 | 0000060784 | WMIM | 04-01 | 5160225 | MDA-ATH-IRR-AC04-MO-M009 | Atherton Ch AC04 - Replace - MO-M009 - METER AT 3069.75M L - 30y Irrigation Strategy (Item 4.0 & 4.1) AM14_S2 | 22.2063
2019 | 0000060785 | WMIM | 04-01 | 5160225 | MDA-ATH-IRR-AC04-MO-M010 | Atherton Ch AC04 - Replace - MO-M010 - METER AT 3617.98M L - 30y Irrigation Strategy (Item 4.0 & 4.1) AM14_S2 | 22.2063
2019 | 0000060786 | WMIM | 04-01 | 5160225 | MDA-ATH-IRR-AC04-MO-M014 | Atherton Ch AC04 - Replace - MO-M014 - METER AT 4501.23M R - 30y Irrigation Strategy (Item 4.0 & 4.1) AM14_S2 | 22.2063
2019 | 0000060787 | WMIM | 04-01 | 5160225 | MDA-ATH-IRR-AC06-MO-M003 | Atherton Ch AC04 - Replace - MO-M003 - METER AT 0.00M R - 30y Irrigation Strategy (Item 4.0 & 4.1) AM14_S2 | 22.2063
2019 | 0000060788 | WMIM | 04-01 | 5160225 | MDA-ATH-IRR-MC-MO-M010 | Atherton MC - Replace - C-MO-M010 - METER AT 5358.25M R - 30y Irrigation Strategy (Item 4.0 & 4.1) AM14_S2 | 22.2063
2019 | 0000060789 | WMIM | 04-01 | 5160225 | MDA-BIB-IRR-B02_1-MO-M001 | Biboohra Ch BD02 - Replace - MO-M001 - METER AT 84.73M E - 30y Irrigation Strategy (Item 4.0 & 4.1) AM14_S2 | 22.2063
2019 | 0000008786 | WMIM | 04-01 | 5160225 | MDA-BIB-IRR-B02-MO-M001 | Biboohra Ch BD02 - Replace - MO-M001 - METER AT 311.20M E - 30y Irrigation Strategy (Item 4.0 & 4.1) AM14_S2 | 22.2063
2019 | 0000064563 | WKBB | 04-01 | 5160293 | BBR-BNR-BRW | Study: Bowen River Weir 5yr Dam Comprehensive Inspection | 52.0037
2019 | 0000060330 | WLIW | 04-01 | 5160434 | EME-SEL-IRR-S4-MO-5782 | Selma Ch S4 - Replace - MO-5782 - M/O AT 4696M END "B" - 30y Irrigation Strategy (Item 4.0 & 4.1) AM14_S2 | 49.0209
2019 | 0000055122 | WLBN | 04-01 | 5160562 | NMA-MCK-BDW-SPW | Clean weep holes on left and right training walls and repeat on a five year frequency | 8.7225
2019 | 0000001333 | WABP | 04-01 | 5160610 | PRO-PRR-PFD | Study: 5yr Dam Comprehensive Inspection (includes Elec Insp) | 126.0924
2019 | 0000042003 | WMBM | 04-01 | 5160633 | TIN-BRN-TID-ELE-CNL-003 | Replace SCADA Telemetry And Controls - Option Analysis | 17.5172
2019 | 0000008492 | WMBM | 04-01 | 5160648 | TIN-BRN-TID | Study: 5yr Dam Comprehensive Inspection (by Dec.) | 138.2088
2019 | 0000013834 | WAIE | 04-01 | 5160729 | BRI-DIST-CLAR-IRR-PSTNB-SWB | Clare PSTN B - Replace - PSTNB-SWB - DESN/TEND/INSTALL SWBD - Replace & Refurb Strategy & Irrig Com Strat (Item 1.1) | 343.4045
2019 | 0000049771 | WAIE | 04-01 | 5160731 | BRI-DIST-GIRU-VBW | Giru Weir - Inspect - GIRU-VBW - VAL BIRD AMTD 22.7KM - Five Yearly Detailed Condition Assessment and Report AM21_G4 | 13.2577
2019 | 0000048813 | WMIM | 04-01 | 5160777 | MDA-EBA-IRR-MC-CO01-GATE | East Barron MC - Refurbish - CO01-GATE - GATE EBMC OFFT - Replacement & Refurbishment Life Strategy | 18.6426
2019 | 0000008152 | WMIM | 04-01 | 5160777 | MDA-SWL-SWI-MC-CR02-GT01 | South Walsh MC - Refurbish - CR02-GT01 - GATE NO 1 (LEFT) - Replacement & Refurbishment Life Strategy | 18.6426
2019 | 0000064795 | WBIC | 04-01 | 5160878 | LOW-CHB-C1-MO-0004 | Copenhagen Bend Distrib - Replace - MO-0004 - METER 200MM - 30y Irrigation Strategy (Item 4.0 & 4.1) AM14_S2 | 17.0751
2019 | 0000064796 | WBIC | 04-01 | 5160878 | LOW-CHB-C1-MO-0005 | Copenhagen Bend Distrib - Replace - MO-0005 - METER 150MM - 30y Irrigation Strategy (Item 4.0 & 4.1) AM14_S2 | 17.0751
2019 | 0000064798 | WBIC | 04-01 | 5160878 | LOW-CHB-C1-MO-0008 | Copenhagen Bend Distrib - Replace - MO-0008 - METER 100MM - 30y Irrigation Strategy (Item 4.0 & 4.1) AM14_S2 | 17.0751
2019 | 0000059222 | WBIG | 04-01 | 5160968 | BIA-BING-B06-MO-0010 | Bingera Ch B06 - Replace - MO-0010 - METER AT 2389.41M E - 30y Irrigation Strategy (Item 4.0 & 4.1) AM14_S2 | 8.3251
2019 | 0000059223 | WBIG | 04-01 | 5160968 | BIA-BING-B07-MO-0001 | Bingera Ch B07 - Replace - MO-0001 - METER AT 180.22M L - 30y Irrigation Strategy (Item 4.0 & 4.1) AM14_S2 | 8.3251
2019 | 0000059224 | WBIG | 04-01 | 5160968 | BIA-BING-B07-MO-0002 | Bingera Ch B07 - Replace - MO-0002 - METER AT 1495.9M R - 30y Irrigation Strategy (Item 4.0 & 4.1) AM14_S2 | 8.3251
2019 | 0000059225 | WBIG | 04-01 | 5160968 | BIA-BING-B07-MO-0003 | Bingera Ch B07 - Replace - MO-0003 - METER AT 2170.0M L - 30y Irrigation Strategy (Item 4.0 & 4.1) AM14_S2 | 8.3251
2019 | 0000059226 | WBIG | 04-01 | 5160968 | BIA-BING-B07-MO-0005 | Bingera Ch B08 - Replace - MO-0005 - METER AT 3054.84M E - 30y Irrigation Strategy (Item 4.0 & 4.1) AM14_S2 | 8.3251
2019 | 0000059227 | WBIG | 04-01 | 5160968 | BIA-BING-B08-MO-0003 | Bingera Ch B08 - Replace - MO-0003 - METER AT 1140.63M R - 30y Irrigation Strategy (Item 4.0 & 4.1) AM14_S2 | 8.3251
2019 | 0000059228 | WBIG | 04-01 | 5160968 | BIA-BING-B08-MO-0008 | Bingera Ch B08 - Replace - MO-0008 - METER AT 2455.4M R - 30y Irrigation Strategy (Item 4.0 & 4.1) AM14_S2 | 8.3251
2019 | 0000059229 | WBIG | 04-01 | 5160968 | BIA-BING-B08-MO-0010 | Bingera Ch B08 - Replace - MO-0010 - METER AT 3363.0M L - 30y Irrigation Strategy (Item 4.0 & 4.1) AM14_S2 | 8.3251
2019 | 0000059230 | WBIG | 04-01 | 5160968 | BIA-BING-B08-MO-1001 | Bingera Ch B08 - Replace - MO-1001 - METER AT 250.9M L - 30y Irrigation Strategy (Item 4.0 & 4.1) AM14_S2 | 8.3251
2019 | 0000059231 | WBIG | 04-01 | 5160968 | BIA-BING-B09-MO-0001 | Bingera Ch B09 - Replace - MO-0001 - METER AT 766.1M L - 30y Irrigation Strategy (Item 4.0 & 4.1) AM14_S2 | 8.3251
2019 | 0000059232 | WBIG | 04-01 | 5160968 | BIA-BING-B09-MO-0002 | Bingera Ch B09 - Replace - MO-0002 - METER AT 1277.6M L - 30y Irrigation Strategy (Item 4.0 & 4.1) AM14_S2 | 8.3251
2019 | 0000059233 | WBIG | 04-01 | 5160968 | BIA-BING-B09-MO-1001 | Bingera Ch B09 - Replace - MO-1001 - METER AT 891.25M R - 30y Irrigation Strategy (Item 4.0 & 4.1) AM14_S2 | 8.3251
2019 | 0000059234 | WBIG | 04-01 | 5160968 | BIA-BING-B09-MO-1003 | Bingera Ch B09 - Replace - MO-1003 - METER AT 1471.01M E - 30y Irrigation Strategy (Item 4.0 & 4.1) AM14_S2 | 8.3251
2019 | 0000059235 | WBIG | 04-01 | 5160968 | BIA-BING-B10-MO-0007 | Bingera Ch B10 - Replace - MO-0007 - METER AT 3800.0M L - 30y Irrigation Strategy (Item 4.0 & 4.1) AM14_S2 | 8.3251
2019 | 0000059236 | WBIG | 04-01 | 5160968 | BIA-BING-B10-MO-0008 | Bingera Ch B10 - Replace - MO-0008 - METER AT 3856.1M E - 30y Irrigation Strategy (Item 4.0 & 4.1) AM14_S2 | 8.3251
2019 | 0000059237 | WBIG | 04-01 | 5160968 | BIA-BING-B10-MO-1001 | Bingera Ch B10 - Replace - MO-1001 - METER AT 474.6M L - 30y Irrigation Strategy (Item 4.0 & 4.1) AM14_S2 | 8.3251
2019 | 0000059238 | WBIG | 04-01 | 5160968 | BIA-BING-B11-MO-0001 | Bingera Ch B11 - Replace - MO-0001 - METER AT 63.4M L - 30y Irrigation Strategy (Item 4.0 & 4.1) AM14_S2 | 8.3251
2019 | 0000059239 | WBIG | 04-01 | 5160968 | BIA-BING-B12-MO-0001 | Bingera Ch B12 - Replace - MO-0001 - METER AT 948.4M L - 30y Irrigation Strategy (Item 4.0 & 4.1) AM14_S2 | 8.3251
2019 | 0000059240 | WBIG | 04-01 | 5160968 | BIA-BING-B12-MO-0010 | Bingera Ch B12 - Replace - MO-0010 - METER AT 4984.5M R - 30y Irrigation Strategy (Item 4.0 & 4.1) AM14_S2 | 8.3251
2019 | 0000059241 | WBIG | 04-01 | 5160968 | BIA-BING-B12-MO-0011 | Bingera Ch B12 - Replace - MO-0011 - METER AT 5068.2M L - 30y Irrigation Strategy (Item 4.0 & 4.1) AM14_S2 | 8.3251
2019 | 0000059242 | WBIG | 04-01 | 5160968 | BIA-BING-B12-MO-0012 | Bingera Ch B12 - Replace - MO-0012 - METER AT 6248.43M L - 30y Irrigation Strategy (Item 4.0 & 4.1) AM14_S2 | 8.3251
2019 | 0000059243 | WBIG | 04-01 | 5160968 | BIA-BING-B12-MO-0013 | Bingera Ch B12 - Replace - MO-0013 - METER AT 8085.05M L - 30y Irrigation Strategy (Item 4.0 & 4.1) AM14_S2 | 8.3251
2019 | 0000059244 | WBIG | 04-01 | 5160968 | BIA-BING-B12-MO-1002 | Bingera Ch B12 - Replace - MO-1002 - METER AT 393.8M L - 30y Irrigation Strategy (Item 4.0 & 4.1) AM14_S2 | 8.3251
2019 | 0000059245 | WBIG | 04-01 | 5160968 | BIA-BING-B12-MO-3003 | Bingera Ch B12 - Replace - MO-3003 - METER AT 2567.0M L - 30y Irrigation Strategy (Item 4.0 & 4.1) AM14_S2 | 8.3251
2019 | 0000059246 | WBIG | 04-01 | 5160968 | BIA-BING-B12-MO-3303 | Bingera Ch B12 - Replace - MO-3303 - METER AT 565.5M E - 30y Irrigation Strategy (Item 4.0 & 4.1) AM14_S2 | 8.3251
2019 | 0000059247 | WBIG | 04-01 | 5160968 | BIA-BING-B12-MO-5001 | Bingera Ch B12 - Replace - MO-5001 - METER AT 327.9M E - 30y Irrigation Strategy (Item 4.0 & 4.1) AM14_S2 | 8.3251
2019 | 0000059248 | WBIG | 04-01 | 5160968 | BIA-BING-B13-MO-1001 | Bingera Ch B13 - Replace - MO-1001 - METER AT 662.07M E - 30y Irrigation Strategy (Item 4.0 & 4.1) AM14_S2 | 8.3251
2019 | 0000059249 | WBIG | 04-01 | 5160968 | BIA-BING-B14-MO-0003 | Bingera Ch B14 - Replace - MO-0003 - METER AT 839.0M L - 30y Irrigation Strategy (Item 4.0 & 4.1) AM14_S2 | 8.3251
2019 | 0000059250 | WBIG | 04-01 | 5160968 | BIA-BING-B14-MO-0008 | Bingera Ch B14 - Replace - MO-0008 - METER AT 2053.0M E - 30y Irrigation Strategy (Item 4.0 & 4.1) AM14_S2 | 8.3251
2019 | 0000059251 | WBIG | 04-01 | 5160968 | BIA-BING-B14-MO-1001 | Bingera Ch B14 - Replace - MO-1001 - METER AT 572.4M R - 30y Irrigation Strategy (Item 4.0 & 4.1) AM14_S2 | 8.3251
2019 | 0000059252 | WBIG | 04-01 | 5160968 | BIA-BING-B14-MO-1002 | Bingera Ch B14 - Replace - MO-1002 - METER AT 575.0M R - 30y Irrigation Strategy (Item 4.0 & 4.1) AM14_S2 | 8.3251
2019 | 0000059253 | WBIG | 04-01 | 5160968 | BIA-BING-B14-MO-1003 | Bingera Ch B14 - Replace - MO-1003 - METER AT 594.0M R - 30y Irrigation Strategy (Item 4.0 & 4.1) AM14_S2 | 8.3251
2019 | 0000059254 | WBIG | 04-01 | 5160968 | BIA-BING-B14-MO-1004 | Bingera Ch B14 - Replace - MO-1004 - METER AT 594.6M E - 30y Irrigation Strategy (Item 4.0 & 4.1) AM14_S2 | 8.3251
2019 | 0000059255 | WBIG | 04-01 | 5160968 | BIA-BING-B16-MO-0001 | Bingera Ch B16 - Replace - MO-0001 - METER AT 516.9M R - 30y Irrigation Strategy (Item 4.0 & 4.1) AM14_S2 | 8.3251
2019 | 0000059256 | WBIG | 04-01 | 5160968 | BIA-BING-B16-MO-0002 | Bingera Ch B16 - Replace - MO-0002 - METER AT 772.4M R - 30y Irrigation Strategy (Item 4.0 & 4.1) AM14_S2 | 8.3251
2019 | 0000059257 | WBIG | 04-01 | 5160968 | BIA-BING-B16-MO-0004 | Bingera Ch B16 - Replace - MO-0004 - METER AT 2081.9M L - 30y Irrigation Strategy (Item 4.0 & 4.1) AM14_S2 | 8.3251
2019 | 0000059258 | WBIG | 04-01 | 5160968 | BIA-BING-B17-MO-0002 | Bingera Ch B17 - Replace - MO-0002 - METER AT 1637.0M L - 30y Irrigation Strategy (Item 4.0 & 4.1) AM14_S2 | 8.3251
2019 | 0000059259 | WBIG | 04-01 | 5160968 | BIA-BING-B17-MO-0004 | Bingera Ch B17 - Replace - MO-0004 - METER AT 4.0M L - 30y Irrigation Strategy (Item 4.0 & 4.1) AM14_S2 | 8.3251
2019 | 0000049211 | WBIG | 04-01 | 5160996 | BIA-ISIS-PSTNQP-ELEC-CNTL | Quart Pot PSTN - Replace - ELEC-CNTL - COMMON CONTROL - Replace & Refurb Strategy & Irrig Com Strat (Item 1.0) | 6.4075
2019 | 0000030687 | WBIG | 04-01 | 5161049 | BIA-ISIS-PSTNDB-DEWS-PMP2 | Don Beattie PSTN - Replace - DEWS-PMP2 - DEWATERING PUMP 2 - Replacement & Refurbishment Life Strategy | 13.4307
2019 | 0000065018 | WMBM | 04-01 | 5162506 | TIN-BRN-TID-SFC-LWS | Plug inlet pipes of the decommissioned TWS system - upstream face of dam (divers required, combine with 5Y DS Inspection) | 23.8493
2019 | 0000065095 | WBBU | 04-01 | 5164206 | UBP-SWJG | Replace Meter Program (1 per year) - John Goleby (P2) | 5.2787
2019 | 0000067228 | WIBT | 04-01 | 5171590 | MAB-MCB-CLM-OWK-CND | Replace: Undertake a review of the Davit Crane / Accessibility of Davit Cranes and replace with suitable for Manhole cover | 7.7556
2019 | 0000005171 | WBBR | 04-01 | 5173685 | BBA-BKR-BPD | Study: 5yr Dam Comprehensive inspection - Civil, Mech & Elec (by 1 Dec 2018) | 118.4755
2019 | 0000048339 | WBBY | 04-01 | 5173687 | BYR-BOY-BOO | Study: 5yr Dam Comprehensive Inspection - Civil, Mech & Elec (by 1 Jun 2019) | 130.5236
2019 | 0000067525 | WAIE | 04-01 | 5174471 | BRI-DIST-HAUG-IRR-HMC-MO-M030-METR | Haughton MC - Replace - M030-METR - BATESCREW GATE 36278L - Replacement & Refurbishment Life Strategy | 17.0138
2019 | 0000067528 | WAIE | 04-01 | 5174471 | BRI-DIST-HAUG-IRR-HMC-MO-M033-METR | Haughton MC - Replace - M033-METR - BATESCREW GATE 39226L - Replacement & Refurbishment Life Strategy | 17.0138
2019 | 0000067530 | WAIE | 04-01 | 5174471 | BRI-DIST-HAUG-IRR-HMC-OVF-OVF17 | Haughton MC - Replace - OVF-OVF17 - BATESCREW GATE 40400M L - Replacement & Refurbishment Life Strategy | 17.0138
2019 | 0000067533 | WAIE | 04-01 | 5174471 | BRI-DIST-HAUG-IRR-HMC-OVF-OVF21 | Haughton MC - Replace - OVF-OVF21 - BATESCREW GATE 48340 - Replacement & Refurbishment Life Strategy | 17.0138
2019 | 0000067560 | WBIC | 04-01 | 5174482 | LOW-OW-PSTN-ELEC-CNTL | Owanyilla PSTN - Investigate - ELEC-CNTL - CONT OPTION ANAL - Material Project (QCA) Options Analysis AM11_G04 | 16.7976
2019 | 0000067562 | WBIC | 04-01 | 5174485 | LOW-CHB-PSTN-ELEC-SWB | Copenhagen Bend PSTN - Investigate - ELEC-SWB - SWBD RPLC OPTNS - Material Project (QCA) Options Analysis AM11_G04 | 16.9639
2019 | 0000071833 | WAIE | 04-01 | 5176293 | BRI-DIST-HAUG-IRR-HDC-RG102-SC01 | Haughton Diversion Ch - Replace - G102-SC01 - SAFETY SCREEN - Irrigation Scheme Common Strategy (30Yr Pln) (Item 10.1) | 11.2807
2019 | 0000071839 | WAIE | 04-01 | 5176293 | BRI-DIST-HAUG-IRR-HDC-RG102-SC02 | Haughton Diversion Ch - Replace - G102-SC02 - SAFETY SCREEN - Irrigation Scheme Common Strategy (30Yr Pln) (Item 10.1) | 11.2807
2019 | 0000071959 | WBIG | 04-01 | 5176334 | BIA-ISIS-PSTNNG-ELEC-CNTL | North Gregory PSTN - Refurbish - ELEC-CNTL - RPLC COM CONT EQ - Replace & Refurb Strategy & Irrig Com Strat (Item 1.2) | 37.4107
2019 | 0000071972 | WBIG | 04-01 | 5176337 | BIA-ABBO-PSTN-ELEC-CNTL | Abbotsford PSTN - Refurbish - ELEC-CNTL - COM CONT COMP/CBLS - Replace & Refurb Strategy & Irrig Com Strat (Item 1.0) | 37.4107
2019 | 0000071996 | WBIG | 04-01 | 5176343 | BIA-GIGI-TIRR-PSTN-ELEC-CNTL | Tirroan PSTN - Refurbish - ELEC-CNTL - RPLC FAULTY CONT COMP's - Replace & Refurb Strategy & Irrig Com Strat (Item 1.1) | 18.7311
2019 | 0000071997 | WBIG | 04-01 | 5176343 | BIA-GIGI-TIRR-PSTN-ELEC-SWB | Tirroan PSTN - Refurbish - ELEC-SWB - SWBD RPLC COMP/CBLS - Replace & Refurb Strategy & Irrig Com Strat (Item 1.1) | 18.7311
2019 | 0000072023 | WBIG | 04-01 | 5145635 | BIA-WOON-PSTNWS-PUN4-PUMP | Woongarra PSTN - Refurbish - PUN4-PUMP - PUMP CARTIDGE - Replacement & Refurbishment Life Strategy | 24.2389
2019 | 0000009285 | WIBT | 04-01 | 5177080 | MAB-MCB-WHS | Replace: Install Buoy line (disappeared in a previous flood) (P2) | 6.447
2019 | 0000072377 | WKIA | 04-01 | 5177219 | ETO-AR-AMC-MO-515 | Abingdon Relift MC - Replace - MO-515 - METER 200MM - 30y Irrigation Strategy (Item 4.0 & 4.1) AM14_S2 | 7.1936
2019 | 0000072391 | WKIA | 04-01 | 5177228 | ETO-AR-CH34_2-MO-512 | Abingdon Relift CH34 - Replace - MO-512 - METER 200MM - 30y Irrigation Strategy (Item 4.0 & 4.1) AM14_S2 | 7.0357
2019 | 0000006363 | WKIA | 04-01 | 5177272 | ETO-OMC-RG-RG04-GATE | Oakenden MC - Refurbish - RG04-GATE - AVIS GATE - Float Regulating Gate Refurbishment Strategy | 41.5033
2019 | 0000009374 | WIBU | 01-07 | 5177899 | UCO-CDM-CEC | Study: Land Action - Options and undertake steps to get legal access to the weir | 28.9419
2019 | 0000069841 | WIBU | 04-02 | 5177903 | UCO-CDM-LES-SFC-REC-PLA | Replace: Instigate a replacement of playground equipment to maintain same standards, but ensure playground safety | 8.5598
2019 | 0000007405 | WMIM | 04-01 | 5178523 | MDA-SWL-SWI-MC | South Walsh MC - Inspect - BENCH FLUME - 3 YRLY DEFORMATION SURVEY - Periodic Deformation Survey (Risk Management) | 12.8296
2019 | 0000065696 | WKBP | 04-01 | 5181723 | PIO-PIR-DMB-ABT-ABL-PWK | Carry Out Left Abutment Protection Works | 77.9649
2019 | 0000074739 | WIBS | 04-01 | 5187938 | BAL-BAR-JTW-OWS | Options: Concrete / Infill both the open redundant valve boxes as a precaution to potential uncontrolled loss | 18.4259
2019 | 0000074740 | WAIE | 04-01 | 5187950 | BRI-DIST-HAUG-IRR-PSTN4_5-PUN5-MTOR | Tom Fenwick PSTN 4_5 - Refurbish - PUN5-MTOR - PUMP MOTOR 6 - Replacement & Refurbishment Life Strategy | 71.6951
2019 | 0000074714 | WAIE | 04-01 | 5190332 | BRI-DIST-HAUG-IRR-PSTN1-HST2 | Tom Fenwick PSTN 1 - Inspect - STN1-HST2 - 7 YEARLY 3RD PARTY INSPECTION - Crane, Hoist & Winch Standard AM.05 | 9.4347
2019 | 0000075019 | WIBS | 04-01 | 5192470 | BAL-JTW-SPWY-WNCH | Study: Inspect Crane, Hoist and Winch - Strategy to achieve state-wide consistency | 33.465
2019 | 0000075187 | WKBB | 03-01 | 5214842 | BBR-GOSS-STOR-EMBK-STRU | FD01 (2017) Gattonvale OSS - Refurb - EMBK - Inside Batter RIP RAP Replenishment - Condition Based (Ref DS Insp Rpt) | 583.6504
2019 | 0000075319 | WIBS | 04-01 | 5194530 | BAL-BAR-BMD-SFC-REC | Refurbish: Undertake renewal of recreation facilities as per new SW guidelines | 56.8925
2019 | 0000075347 | WBIG | 04-01 | 5194897 | BIA-WOON-PSTNW-ELEC-CBLE | Woongarra PSTN - Replace - ELEC-CBLE - MNS CBLE PROC/SUPPLY - Replace & Refurb Strategy & Irrig Com Strat (Item 1.1) | 143.8358
2019 | 0000075346 | WBIG | 04-01 | 5194897 | BIA-WOON-PSTNW-ELEC-CNTL | Woongarra PSTN - Replace - ELEC-CNTL - PLC SCDA PROC/SUPPLY - Replace & Refurb Strategy & Irrig Com Strat (Item 1.1) | 95.9484
2019 | 0000075348 | WBIG | 04-01 | 5194897 | BIA-WOON-PSTNW-ELEC-SWB | Woongarra PSTN - Replace - ELEC-SWB - SWBD PROC/SUPPLY - Replace & Refurb Strategy & Irrig Com Strat (Item 1.1) | 50.0605
2019 | 0000075349 | WBIG | 04-01 | 5194897 | BIA-WOON-PSTNW-ELEC-SWBH | Woongarra PSTN - Replace - ELEC-SWBH - HV SWBD PROC/SUPPLY - Replace & Refurb Strategy & Irrig Com Strat (Item 1.1) | 95.9484
2019 | 0000047482 | WMIM | 04-01 | 5145993 | MDA-SWL-SWI-SW29-RG01-ACT1 | South Walsh Ch SW29 - Replace - RG01-ACT1 - GATE ACTUATION - Replacement & Refurbishment Life Strategy | 25.9352
2019 | 0000075155 | WBBY | 03-01 | 5196387 | BYR-BOY-BOO-SPW-STS | Boondooma Dam Spillway Flood Damage Repairs | 14.4979
2019 | 0000070674 | WBBL | 04-01 | 5196451 | MVA-TCK-TNB-FWY-STR-002 | Refurbish fishway baffle supports (including Options Study) - Tinana Barrage (2016DSRec 6.5a) Options + Manufacture | 25.6572
2019 | 0000049743 | WLBD | 04-01 | 5216469 | DAW-DAR-GLE | Glebe Weir - DAR-GLE - Inspection - 5 YEARLY COMPREHENSIVE INSPECTION | 36.253
2019 | 0000004875 | WBBB | 04-01 | 5159645 | BUN-BUR-NCW-OWS-001-INS-BKS-005 | Refurbish Baulks - paint & anodes, seals | 18.3029
2019 | 0000072403 | WKIA | 04-01 | 5214846 | ETO-BR-BMC-MO-39 | Brightley MC - Replace - MO-39 - METER, 200MM PA D/S - 30y Irrigation Strategy (Item 4.0 & 4.1) AM14_S2 | 7.1936
2019 | 0000074839 | WBBB | 04-01 | 5189592 | BUN-KOL-FHD-SPW-STS-SPH-001 | Refurbish the drummy concrete on the spillway chute (2016DS Rec 6.2a) | 66.3431
2019 | 0000004472 | WBIG | 04-01 | 5194982 | BIA-ISIS-PSTNQP-PUN1-MTOR | Quart Pot PSTN - Refurbish - PUN1-MTOR - ELECTRIC MOTOR - Replacement & Refurbishment Life Strategy | 70.9763
2019 | 0000070052 | WKBB | 04-02 | 5212334 | BBR-BKN-EUG-SFC-REC-001-BLD-BLA | Eungella Dam - Replace - BLD-BLA - COMPST TOILET BLK - DESTROYED BY FIRE - Replace & Refurb Strategy | 228.221
2019 | 0000001493 | WAIE | 04-01 | 5212225 | BRI-DIST-MILL-IRR-PSTNB-PUN2-PUMP | Millaroo PSTN B - Replace - PUN2-PUMP - SUBMERSIBLE PUMP - Replacement & Refurbishment Life Strategy | 50.8835
2019 | 0000057015 | WMIM | 04-01 | 5133585 | MDA | Mareeba System - Investigate - MDA - CONC LNG RFRB - Material Project (QCA) Channel Relining Option Analysis AM11_G04 | 15.6611
2019 | 0000006081 | WKIA | 04-01 | 5145791 | ETO-MTA-PSTN-PUN1-MTOR | Mt Alice PSTN - Refurbish - PUN1-MTOR - OVHL ELEC MOTOR NO 1 - Replacement & Refurbishment Life Strategy | 24.4955
2019 | 0000008276 | WMBM | 04-01 | 5160652 | TIN-BRN-TID-IRR-RGS-GTE-001 | Tinaroo Falls Dam - Refurbish - GTE-001 - RFRB OR RPLC GATE/SPINDLE/GUIDES - Replacement & Refurbishment Life Strategy | 23.0834
2019 | 0000007951 | WMBM | 04-01 | 5160652 | TIN-BRN-TID-IRR-RGS-GTE-002 | Tinaroo Falls Dam - Refurbish - GTE-002 - RFRB OR RPLC GATE/SPINDLE/GUIDES - Replacement & Refurbishment Life Strategy | 23.0834
2019 | 0000007952 | WMBM | 04-01 | 5160652 | TIN-BRN-TID-IRR-RGS-GTE-003 | Tinaroo Falls Dam - Refurbish - GTE-003 - RFRB OR RPLC GATE/SPINDLE/GUIDES - Replacement & Refurbishment Life Strategy | 23.0834
2019 | 0000007953 | WMBM | 04-01 | 5160652 | TIN-BRN-TID-IRR-RGS-GTE-004 | Tinaroo Falls Dam - Refurbish - GTE-004 - RFRB OR RPLC GATE/SPINDLE/GUIDES - Replacement & Refurbishment Life Strategy | 23.0834
2019 | 0000018561 | WLBC | 04-01 | 5209155 | CVA-CLC-CAL-OWK-TNL-VEN | Refurbish Ventilation System | 46.4971
2019 | 0000072613 | WLBN | 04-01 | 5214676 | NMA-NGA-FAI-SFC-REC | Fairbairn Dam - Recreational Facility Land Matters | 272.7654
2019 | 0000066794 | WMBM | 04-01 | 5207070 | TIN-BRN-TID-OWK-001-OLT-GTE-GTR-ACT | Replace Electric Motorised Actuator | 52.7994
2019 | 0000057348 | WAIE | 04-01 | 5191906 | BRI-DIST-HAUG-IRR-HMC-RG07-GT01 | Haughton MC - Refurbish - RG07-GT01 - BLST/PINT/SEALS/BRNGS/ANODES - C/O Project April 2018 | 20.4622
2019 | 0000065607 | WKBE | 04-02 | 5211773 | KIN-LCY-KID-SFC-REC-001-BLA | Refurbish Toilet Block No 1 | 27.8512
2019 | 0000070069 | WIBT | 04-01 | 5212436 | MAB-MCB-CLM-ELE | Study: Options analysis on the replacement strategies for all cables now at end of economic life (Brought forward from 2029) | 20.8768
2019 | 0000057913 | WAIE | 04-01 | 5201943 | BRI-DIST-HAUG-IRR-HMC-SI14-LHG | Haughton MC - Refurbish - SI14-LHG - Blast & Galvanise LH Rodney Gate - C/O Project April 2014 | 10.188
2019 | 0000057914 | WAIE | 04-01 | 5201943 | BRI-DIST-HAUG-IRR-HMC-SI14-RHG | Haughton MC - Refurbish - SI14-RHG - Blast & Galvanise RH Rodney Gate - C/O Project April 2014 | 10.188
2019 | 0000019547 | WLBN | 04-01 | 5212389 | NMA-NGA-FAI-OWK-002-OLS-GTE-001 | Replace Lh Lift Gate (Weemah) - Project Continuation | 55.9611
2019 | 0000019549 | WLBN | 04-01 | 5212389 | NMA-NGA-FAI-OWK-002-OLS-GTE-003 | Replace Rh Lift Gate (Weemah) - Continuation of Project | 55.9611
2019 | 0000004551 | WBBR | 04-01 | 5212720 | BBA-BKR-BPD-OWK-OLT-VLV-VLG-002 | Refurbish Valve - corrosion, seals (DS2013 Rec 6.4.9a, b, 6.4.10a) | 130.4063
2019 | 0000064278 | WKIA | 04-01 | 5206156 | ETO-OMC-FNCE | Oakenden MC - Install - OMC-FNCE - INSTL SEC FNCE DIST 1715/3600M - SunWater Fencing Policy PM.04 | 9.8067
2019 | 0000025754 | WBBB | 04-01 | 5212125 | BUN-KOL-BUC-SPW-STS-SPS | Reinstate Nappe Splitter Piers (New fabrication of 50%) - Bucca Weir | 36.2663
2019 | 0000076390 | WMIM | 04-01 | 5145953 | MDA-SWL-SWI-SW22_1 | South Walsh Ch 22/1 - Investigate - SW22/1 - RPLC BUS CASE SW22/1 - Material Project (QCA) Options Analysis AM11_G04 | 10.6717
2019 | 0000076417 | WMIM | 04-01 | 5145953 | MDA-SWL-SWI-SW22_2-P001 | South Walsh Ch 22/2 - Investigate - SW22/2 - RPLC BUS CASE SW22/2 - Material Project (QCA) Options Analysis AM11_G04 | 10.6717
2019 | 0000064288 | WLBN | 04-01 | 5158713 | NMA-NGA-SLW-SFC-SGN | Erect Warning Signs at Appropriate Places - Selma Weir. Refer to Weir Risk Assess 2013 | 9.8032
2019 | 0000076408 | WBBB | 04-01 | 5159645 | BUN-BUR-NCW-OWS-001-INS-BKS-002 | Refurbish Baulks - paint & anodes, seals | 18.3029
2019 | 0000076409 | WBBB | 04-01 | 5159645 | BUN-BUR-NCW-OWS-001-INS-BKS-003 | Refurbish Baulks - paint & anodes, seals | 18.3029
2019 | 0000076410 | WBBB | 04-01 | 5159645 | BUN-BUR-NCW-OWS-001-INS-BKS-004 | Refurbish Baulks - paint & anodes, seals | 18.3029
2019 | 0000076411 | WBBB | 04-01 | 5159645 | BUN-BUR-NCW-OWS-001-INS-BKS-006 | Refurbish Baulks - paint & anodes, seals | 18.3029
2019 | 0000076412 | WBBB | 04-01 | 5159645 | BUN-BUR-NCW-OWS-001-INS-BKS-007 | Refurbish Baulks - paint & anodes, seals | 18.3029
2019 | 0000076413 | WBBB | 04-01 | 5159645 | BUN-BUR-NCW-OWS-001-INS-BKS-008 | Refurbish Baulks - paint & anodes, seals | 18.3029
2019 | 0000076075 | WMIM | 04-01 | 5178313 | MDA | Mareeba System - Refurbish - MDA - BENCH FLUME JOINT REPAIRS - Ref OPTIONS ANALYSIS - 30 Year Strategy (Item #2.2) | 212.0579
2019 | 0000075851 | WIBS | 04-01 | 5192470 | BAL-BAR-BMD-SPW-CRG | Study: Crane, Hoist and Winch Maintenance and Inspection Strategy - Beardmore Dam | 33.465
2019 | 0000075852 | WIBT | 04-01 | 5194813 | MAB-MCB-CLM-SPW-CRN-CRD | Study: Crane maintenance and inspection audit - Consistency with other regions | 3.9055
2019 | 0000075856 | WAIE | 04-01 | 5195503 | BRI-DIST-DALB-IRR-PSTNA-CRNE | Dalbeg PSTN A - Inspect - STNA-CRNE - 2 YEARLY 3RD PARTY INSPECTION - Crane, Hoist & Winch Standard AM.05 | 8.5753
2019 | 0000075607 | WBBU | 04-01 | 5198174 | UBP-BUR-JON-ABT-ABL | Remove all vegetation within 6m of Upstream/Downstream Left Abutment (2016DSRec 6.1a) | 14.2157
2019 | 0000075608 | WBBU | 04-01 | 5198174 | UBP-BUR-JON-ABT-ABR | Remove all vegetation within 6m of Upstream/Downstream Right Abutment (2016DSRec 6.3a) | 14.2157
2019 | 0000075609 | WBBU | 04-01 | 5198174 | UBP-BUR-JON-SPW | Poison/Remove Saplings within 6m of dissipater (2016DS Rec 6.2.2c) | 14.2157
2019 | 0000075610 | WBBU | 04-01 | 5198177 | UBP-BUR-JON-WAW-FWY | Investigate Fishway requirement under ROP, risk assess refurbishment/decommissioning (2016 DSRec 6.4a) | 27.4802
2019 | 0000075769 | WBIG | 04-01 | 5203039 | BIA-GIGI-GGM | Gin Gin MC - Investigate - GIGI-GGM - MAIN CHANNEL - Community Risk Assessment Stg II (Ref Project 17BIA47) | 31.5324
2019 | 0000075841 | WLIW | 04-01 | 5206208 | EME-WEE-IRR-WMC-E001 | Weemah MC - Replace - WMC-PF with Multi-Path Ultrasonic - Option Analysis & Com Irrig Strat (Item 4.0 & 4.1) AM11_S2 | 138.4347
2019 | 0000075840 | WLIW | 04-01 | 5206209 | EME-SEL-IRR-SMC-E001 | Selma MC - Replace - PF01 with Multi-Path Ultrasonic - Option Analysis & Com Irrig Strat (Item 4.0 & 4.1) AM11_S2 | 138.4347
2019 | 0000075977 | WIBU | 04-01 | 5206591 | UCO-CDM-LES-SPW-GTR | Study: Inspection and rationalisation of southern Cranes and Winches to mirror North region | 27.1269
2019 | 0000075976 | WKBE | 04-01 | 5207833 | KIN-MIR-PSTN3-ELEC-CNTL1 | Investigate Alternative Repeater Site (Council will decommission existing location) - Mirani PSTN 3 | 66.504
2019 | 0000075804 | WBBB | 04-01 | 5207839 | BUN-KOLA-FHD-EMBK-WALL-STRU | Refurbish: Hydroblast and reinstate wave wall flat sections either side of SS315 (2017 DS Rec) | 62.1956
2019 | 0000075984 | WLBC | 04-01 | 5207862 | CVA-DIVC-FNCE | (Part 2) - Fence Replacement over 3 year period | 100.9271
2019 | 0000076096 | WAIE | 04-01 | 5208683 | BRI-DIST-CLAR-IRR-PSTNB-PUN4-PUMP | Clare PSTNB - Replace - PUN4 (Project Carried Forward) - Replacement & Refurbishment Life Strategy | 190.0258
2019 | 0000076106 | WIBU | 04-01 | 5209146 | UCO-CDM-LES-OWK-002-ILT-RAC | Replace Inlet screen on Warwick TW variable intake | 11.8238
2019 | 0000075983 | WKBE | 04-01 | 5209456 | KIN-LCY-KID | Supplementary Comprehensive Inspection - Kinchant Dam | 66.4434
2019 | 0000076150 | WBBB | 04-01 | 5209483 | BUN-BURN-SWBU | Replace Meter Program (10 per year) - Burnett River (P2) | 52.4978
2019 | 0000076151 | WBBB | 04-01 | 5209485 | BUN-KOLA-SWKO | Replace Meter Program (4 per year) - Kolan River (P2) | 21.0184
2019 | 0000076152 | WBBL | 04-01 | 5209486 | MVA-MRRS-MO | Replace Meter Program (3 per year) - Mary River (P2) | 15.7397
2019 | 0000076153 | WBBL | 04-01 | 5209487 | MVA-TCRS-MO | Replace Meter Program (2 per year) - Tinana Stream (P2) | 10.5032
2019 | 0000076154 | WBBU | 04-01 | 5209488 | UBP-SWUB | Replace Meter Program (11 per year) - Upper Burnett (P2) | 57.8068
2019 | 0000076164 | WLBN | 04-01 | 5210139 | NMA-NGA-FAI-ELE-ELH-SWY-ELT | Replace: Replace the Selma Pump Station HV Switchyard fence | 6.996
2019 | 0000076165 | WLBN | 04-01 | 5210147 | NMA-NGA-FAI-ELE-ELH-SWY-ELT | Refurbish: Review identified deficiencies and rectify (Operating Manual; Schematics; Lighting requirements) | 5.4509
2019 | 0000076177 | WBBB | 04-01 | 5210207 | BUN-BUR-BAB-SHT | Reinstate 10 refurbished and build & install 10 new shutters at Ben Anderson Barrage | 382.876
2019 | 0000076188 | WIBS | 04-01 | 5210473 | BAL-BAR-BMD-SPW-STS-RDA | Refurbish: Carry out additional repairs to the Causeway (DS 5 yearly 2017) | 15.1623
2019 | 0000076186 | WIBS | 04-01 | 5210473 | BAL-BAR-BMD-SPW-STS-SPA | Refurbish: Undertake concrete repairs on areas with material displacement and undermining. DS 2017 | 30.7587
2019 | 0000076185 | WIBS | 04-01 | 5210473 | BAL-BAR-BMD-SPW-STS-SPP | Refurbish: Undertake repairs to exposed reinforcing on vertical wall after flip. Central Gates (DS 2017) | 9.1155
2019 | 0000076190 | WIBS | 04-01 | 5210480 | BAL-BAR-BMD-SPW-GTE | Refurbish: Apply pressure penetrating lubricant to the wire ropes (2017 DS 6.2.10) | 16.8216
2019 | 0000076230 | WKBE | 04-02 | 5211773 | KIN-LCY-KID-SFC-REC-002-BLA | Refurbish Toilet Block No 2 | 37.5091
2019 | 0000076252 | WBBU | 04-01 | 5212117 | UBP-BUR-WHA-SPW-STS-SPP | Manufacture & Install: Nappe Splitters along spillway crest - Claude Wharton Weir (Phase 2 - Install) | 24.722
2019 | 0000076254 | WBBB | 04-01 | 5212124 | BUN-BUR-NCW-SPW-STS-SPP | Reinstate Nappe Splitters (New fabrication for missing 50%) - Ned Churchward Weir | 28.4183
2019 | 0000076182 | WKBE | 03-01 | 5212149 | KIN-LCY-KID-EMB-EMR-ADM-99D | FD01 (2017) Refurbish berm drain inlets and Badgers Hole bend rip rap (2017 DS rec 6.1d & e) | 79.817
2019 | 0000076236 | WIBT | 04-01 | 5212170 | MAB-MCB-CLM-OWK-OLT-PUU-PUM | Refurbish: Insitu refurbishment of pump unit | 5.6764
2019 | 0000073146 | WKBE | 04-01 | 5212176 | KIN-LCY-KID-BLD-001 | Relocate cores from old shed to a safe location (new shed) | 7.9619
2019 | 0000076258 | WIBU | 04-01 | 5212200 | UCO-CDM-TAL-OWS-ILS | Replace: Replace the Weed screen at Talgai Weir Inlet | 6.485
2019 | 0000076263 | WAIE | 04-01 | 5212209 | BRI-DIST-CLAR-IRR-PSTNB-PUN1-PUMP | Clare PSTN B - Investigate - PUN1-PUMP - RPL OPTIONS ANALYSIS - Material Project (QCA) Options Analysis AM11_G04 | 4.6106
2019 | 0000076266 | WBBB | 04-01 | 5212212 | BUN-KOL-FHD-SPW-STS-SPC | Refurbish: Pull out test of Grout Anchors (as part of DSR) | 44.8819
2019 | 0000076267 | WLBC | 04-01 | 5212213 | CVA-CLC-CAL | Callide Dam - CLC-CAL - Study - 20yr Dam Safety Review (by 1 May 2019) - C/O Project April 2018 | 45.8653
2019 | 0000076264 | WAIE | 04-01 | 5212214 | BRI-DIST-HAUG-IRR-PSTN4_5-PUN4-GBX1 | Tom Fenwick PSTN 4_5 - Investigate - PSTN4_5-PUN4&5-GBX1 - RFB OPTIONS ANALYSIS - Material Project (QCA) Options Analysis | 4.6106
2019 | 0000076268 | WAIE | 04-01 | 5212218 | BRI-DIST-HAUG-IRR-PSTN4_5-PUN5-PUMP | Tom Fenwick PSTN 4_5 - Investigate -PSTN4_5-PUN5-PUMP - RFB OPTIONS ANALYSIS - Material Project (QCA) Options Analysis AM11 | 4.6106
2019 | 0000076272 | WIBT | 04-01 | 5212221 | MAB-MCB-CLM | Study: Comprehensive Risk Assessment Update, 1 Yr after Safety Review. Continuation project | 46.2237
2019 | 0000076279 | WBBB | 03-01 | 5212245 | BUN-KOL-FHD-SPW-SPM | FD01 (2017) Cyclone Debbie damage - Fred Haigh Dam spillway chute | 87.7014
2019 | 0000076280 | WBIG | 04-01 | 5212246 | BIA-ISIS-PSTNQP-PUN1-DV | Quart Pot PSTN PUN1 DV-Refurbish PSTNQP-PUN1-DV Replacement and Refurbishment Life Strategy | 44.0138
2019 | 0000076298 | WIBT | 04-01 | 5212297 | MAB-MCB-CLM-SFC-LWS-BOR | Refurbish - Relocate Town Water Supply bore pump to reduce ongoing maintenance costs | 9.0795
2019 | 0000076310 | WMIM | 04-01 | 5212333 | MDA-EBA-IRR-EB03-CO01 | Address overflow risk EBMC splitter box (options)(design)(construct) | 96.5629
2019 | 0000076326 | WLBF | 03-01 | 5212384 | LFZ-FTZ-EDE-WAW-FWY | FD01 (2017) Eden Bann Weir Flood Repairs | 167.7991
2019 | 0000076338 | WIBU | 04-01 | 5212419 | UCO-CDM-LES-OWK-001-OLT | Continuation - Remove plastic pipework | 8.7413
2019 | 0000076366 | WABB | 04-01 | 5212467 | BDK-BDR-CLW-GTE-GTF-CNL-CNL | Procurement and installation of PLC and SCADA system | 83.9717
2019 | 0000076380 | WBBU | 04-01 | 5212486 | UBP-NGO-WUR-WAA-GAL-002 | Clean Pressure Relief Drains (Remaining blocked drains) | 58.9127
2019 | 0000076381 | WIBS | 04-01 | 5212491 | BAL-BAR-BMD | Beardmore Dam - Thuraggi Channel Repair | 1328.652
2019 | 0000076372 | WBIG | 04-01 | 5212511 | BIA-GIGI-MON-PSTNM-FM-FMTR | Monduran PSTN - Replace - FM-FMTR - FLOW METER, 1373MM - 30y Irrigation Strategy (Item 4.0 & 4.1) AM14_S2 | 89.439
2019 | 0000076402 | WLBD | 04-01 | 5212560 | DAW-DAR-GLE | Study: Bathometric Survey required - Communicated to customers that this would be occurring 2018/19 | 15.4227
2019 | 0000076404 | WLBN | 04-01 | 5212577 | NMA-MCK-TRW-INN-GSN-GSH-LVL | Refurbish: Upgrade Staff Gauges as part of Identified Program | 11.2654
2019 | 0000076406 | WLBD | 04-01 | 5212580 | DAW-DAWR-GSTN-009 | Replacement: - Dawson River at Knebworth staff gauges | 11.2654
2019 | 0000076421 | WMIM | 04-01 | 5212602 | MDA-ARR-IRR-MC-CR02-CNTL | Arriga transition - Replace - CR02-CNTL - CABLE - Replace & Refurb Strategy & Irrig Com Strat (Item 1.2) | 11.2811
2019 | 0000076422 | WMIM | 04-01 | 5212602 | MDA-EBA-IRR-EB04-C001-CNTL | EB4 Offtake - Replace - C001-CNTL - CABLE - Replace & Refurb Strategy & Irrig Com Strat (Item 1.2) | 11.2811
2019 | 0000076423 | WMIM | 04-01 | 5212602 | MDA-MAR-IRR-MC-CR02-CNTL | Nardellos Outlet - Replace - CR02-CNTL - CABLE - Replace & Refurb Strategy & Irrig Com Strat (Item 1.2) | 11.2811
2019 | 0000076424 | WABP | 04-01 | 5212614 | PRO-PRR-PFD-OWK-ILT-CRM | Continuation - Replace Inlet Tower Hoist - Peter Faust Dam (Lead time 20 weeks for delivery puts it into 2019) | 26.8865
2019 | 0000076426 | WLBT | 04-01 | 5212624 | TMC-TMW-CNI-BLD | Construction of operators accommodation quarters for flood duty | 113.4319
2019 | 0000076475 | WKBP | 04-01 | 5212629 | PIO-DUMB-FABD | 09PIO15 Decommission fabridam for Dumbleton Weir | 77.5074
2019 | 0000076476 | WKBP | 04-01 | 5212630 | PIO-MIRW-FABD | 09PIO16 Decommission fabridam for Mirani Weir | 96.6407
2019 | 0000076427 | WABB | 04-01 | 5212632 | BDK | Unplanned Capital Replacements - ABB - Burdekin Supply | 36.612
2019 | 0000076429 | WABP | 04-01 | 5212634 | PRO | Unplanned Capital Replacements - ABP - Proserpine Supply | 14.388
2019 | 0000076430 | WAIE | 04-01 | 5212635 | BRI-DIST | Unplanned Capital Replacements - AIE - Burdekin Distribution | 87.552
2019 | 0000076434 | WBBB | 04-01 | 5212639 | BUN-BUR | Unplanned Capital Replacements - BBB - Bundaberg Supply | 69.588
2019 | 0000076435 | WBBL | 04-01 | 5212640 | MVA | Unplanned Capital Replacements - BBL - Lower Mary Supply | 2.424
2019 | 0000076436 | WBBR | 04-01 | 5212641 | BBA | Unplanned Capital Replacements - BBR - Barker Barambah Supply | 14.352
2019 | 0000076437 | WBBU | 04-01 | 5212642 | UBP | Unplanned Capital Replacements - BBU - Upper Burnett Supply | 22.464
2019 | 0000076438 | WBBY | 04-01 | 5212643 | BYR | Unplanned Capital Replacements - BBY - Boyne Supply | 31.224
2019 | 0000076440 | WBIC | 04-01 | 5212645 | LOW-CHB | Unplanned Capital Replacements - BIC - Lower Mary Distribution | 16.656
2019 | 0000076441 | WBIG | 04-01 | 5212646 | BIA | Unplanned Capital Replacements - BIG - Bundaberg Distribution | 115.368
2019 | 0000076443 | WIBH | 04-01 | 5212648 | CHW | Unplanned Capital Replacements - IBH - Chinchilla Weir Supply | 2.46
2019 | 0000076444 | WIBM | 04-01 | 5212649 | MAR | Unplanned Capital Replacements - IBM - Maranoa Supply | 2.7
2019 | 0000076445 | WIBS | 04-01 | 5212650 | BAL | Unplanned Capital Replacements - IBS - St George Supply | 11.988
2019 | 0000076446 | WIBT | 04-01 | 5212651 | MAB | Unplanned Capital Replacements - IBT - Macintyre Brook Supply | 6.288
2019 | 0000076447 | WIBU | 04-01 | 5212652 | UCO | Unplanned Capital Replacements - IBU - Upper Condamine Supply | 9.708
2019 | 0000076453 | WKBB | 04-01 | 5212658 | BBR | Unplanned Capital Replacements - KBB - Bowen Broken Supply | 30.576
2019 | 0000076454 | WKBE | 04-01 | 5212659 | KIN | Unplanned Capital Replacements - KBE - Eton Supply | 21.948
2019 | 0000076455 | WKBP | 04-01 | 5212660 | PIO | Unplanned Capital Replacements - KBP - Pioneer Supply | 25.176
2019 | 0000076460 | WKIA | 04-01 | 5212665 | ETO | Unplanned Capital Replacements - KIA - Eton Distribution | 30.36
2019 | 0000076462 | WLBC | 04-01 | 5212667 | CVA | Unplanned Capital Replacements - LBC - Callide Supply | 26.856
2019 | 0000076463 | WLBD | 04-01 | 5212668 | DAW | Unplanned Capital Replacements - LBD - Dawson Supply | 17.688
2019 | 0000076464 | WLBN | 04-01 | 5212669 | NMA | Unplanned Capital Replacements - LBN - Nogoa Supply | 16.992
2019 | 0000076465 | WLBT | 04-01 | 5212670 | TMC | Unplanned Capital Replacements - LBT - Three Moon Supply | 19.056
2019 | 0000076469 | WLIW | 04-01 | 5212674 | EME-SEL | Unplanned Capital Replacements - LIW - Emerald Distribution | 21.06
2019 | 0000076470 | WMBM | 04-01 | 5212675 | TIN-BRN | Unplanned Capital Replacements - MBM - Mareeba Supply | 15.888
2019 | 0000076472 | WMIM | 04-01 | 5212677 | MDA | Unplanned Capital Replacements - MIM - Mareeba Distribution | 60.54
2019 | 0000076485 | WABB | 04-01 | 5212687 | BDK-BDR-BFD-SFC-REC | Purchase Capital Equipment (Rec Facility Money Handling Kiosk) | 47.616
2019 | 0000076503 | WIBM | 04-01 | 5212727 | MAR-MRN-NTW-WAW | Refurbish rock mattresses, gabions (2011 DS Inspection report; enhanced by 2014 report and photos) | 56.3668
2019 | 0000075972 | WABB | 04-01 | 5207844 | BDK-BDR-BFD-ELE-ELH-001-SWB-001-ELT | Installation of transformer 11 - Burdekin Falls Dam | 121.6285
2019 | 0000075973 | WABB | 04-01 | 5212699 | BDK-BDR-BFD-ELE-ELH-001-SWB-002-ELT | Installation of transformer 12 - Burdekin Falls Dam (carry over) | 121.6285
2019 | 0000076585 | WKBB | 04-01 | 5156626 | BBR-BNR-BRW-PWK-002-STR-002 | Bowen River Weir - Refurbish - PWK-002 - REPAIR GABIONS/MATT - Ref 2016 & 18 Dam Safety Insp. Items (2.6.2, 2.7.2 & 2.7.3) | 42.1696
2019 | 0000073344 | WMIM | 04-01 | 5177384 | MDA-WBA-MC | Copper Sulphate Research Project | 40.2908
2019 | 0000076683 | WKBB | 04-01 | 5212331 | BBR-GOSS-PSTN-ELEC | Refurbish: Conduct arc flash audit and install arc flash labelling | 12.2128
2019 | 0000076682 | WKBB | 04-01 | 5212331 | BBR-GOSS-PSTN-ELEC-LV01-CNTL | Refurbish: Install 3.3kV remote tripping and reenergising of VMH12 in control room and recloser via SCADA. | 12.2128
2019 | 0000076680 | WKBB | 04-01 | 5212332 | BBR-GOSS-PSTN-ELEC-HV-TX01 | Gattonvale OSS - Refurbish - REPLACE MIN OIL WITH ENVIRO/FIRE RET OIL TX01 & TX02 - C/O Project April 2018 | 38.1462
2019 | 0000076681 | WKBB | 04-01 | 5212332 | BBR-GOSS-PSTN-ELEC-HV-TX02 | Gattonvale OSS - Refurbish - REPLACE MIN OIL WITH ENVIRO/FIRE RET OIL TX01 & TX02 - C/O Project April 2018 | 38.1462
2019 | 0000076532 | WMIM | 04-01 | 5212682 | MDA-NWL-IRR-RELF-NW01_4-P002 | North Walsh Ch 1/4 - Investigate - NW1_4-P002 - RPLC BUS CASE NW1/4 - Material Project (QCA) Options Analysis AM11_G04 | 8.2879
2019 | 0000076530 | WKBE | 04-01 | 5213978 | KIN-LCY-KID-SFC-FNC | Kinchant Dam - New - KID-SFC-FNC - Fence - SunWater Fencing Policy PM.04 | 67.6722
2019 | 0000076546 | WLIW | 04-01 | 5214672 | EME-SEL | Selma & Weemah System - Investigate - EME-SEL/WEE - DETH WHEEL REPLC INVST - OPS CNTRL Water Loss Strategy | 48.3221
2019 | 0000076548 | WLIW | 04-01 | 5214673 | EME-SEL | Selma System - NMA-SEL - Install - CHANNEL SYSTEM LOSS GAUGING STN - OPS Central Water Management Strategy | 24.396
2019 | 0000076550 | WLIW | 04-01 | 5214674 | EME-WEE | Weemah System - NMA-WEE - Install - CHANNEL SYSTEM LOSS GAUGING STN - OPS Central Water Management Strategy | 24.396
2019 | 0000076547 | WLBN | 04-01 | 5214675 | NMA | Nogoa Mackenzie System - NMA - Install - NEW RIVER GAUGING STNS - OPS Central Water Management Strategy | 115.6491
2019 | 0000076552 | WKBB | 04-01 | 5214677 | BBR-BKN-EUG-SFC-REC | Eungella Dam - Recreational Facility Land Matters | 62.814
2019 | 0000076551 | WLIW | 04-01 | 5214678 | EME-SEL-DRN-LN1 | Selma Drain LN1 - Drain LN1 and Subsection Land Matters | 394.4689
2019 | 0000076554 | WIBH | 04-01 | 5214836 | CHW-CDM-CHI-SFC-REC | Study: Develop Recreational Use Storage Management Plan - Chinchilla Weir | 74.4514
2019 | 0000076555 | WIBS | 01-10 | 5214838 | BAL-BAR-BMD-SFC-REC | SunWater contribution to public boat ramp - Beardmore Dam | 9.996
2019 | 0000076560 | WKIA | 04-01 | 5214841 | ETO-MTA-CH26_4-MO-353 | Mt Alice Ch26_4 - Replace - MO-353 - METER, 200MM PA D/S - 30y Irrigation Strategy (Item 4.0 & 4.1) AM14_S2 | 6.3645
2019 | 0000076561 | WKIA | 04-01 | 5214841 | ETO-MTA-MAMC-MO-336 | Mt Alice MC - Replace - MO-336 - METER, 200MM PA D/S - 30y Irrigation Strategy (Item 4.0 & 4.1) AM14_S2 | 6.3645
2019 | 0000076562 | WKIA | 04-01 | 5214841 | ETO-MTA-MAMC-MO-383 | Mt Alice MC - Replace - MO-383 - METER, 150MM PA D/S - 30y Irrigation Strategy (Item 4.0 & 4.1) AM14_S2 | 6.3645
2019 | 0000076563 | WKIA | 04-01 | 5214841 | ETO-MTA-MAMC-MO-385 | Mt Alice MC - Replace - MO-385 - METER, 200MM PA D/S - 30y Irrigation Strategy (Item 4.0 & 4.1) AM14_S2 | 6.3645
2019 | 0000076556 | WKIA | 04-01 | 5214843 | ETO-OMC-CH20_4-MO-101 | Oakenden MC - Replace - MO-101 - METER, 200MM PA D/S - 30y Irrigation Strategy (Item 4.0 & 4.1) AM14_S2 | 6.4249
2019 | 0000076557 | WKIA | 04-01 | 5214843 | ETO-OMC-MO-M142 | Oakenden MC - Replace - MO-142 - METER, 200MM PA D/S - 30y Irrigation Strategy (Item 4.0 & 4.1) AM14_S2 | 8.8032
2019 | 0000076558 | WKIA | 04-01 | 5214844 | ETO-OR-CH20_6-MO-134 | Oakenden Relift CH20 - Replace - MO-134 - METER 200MM - 30y Irrigation Strategy (Item 4.0 & 4.1) AM14_S2 | 7.1936
2019 | 0000076559 | WKIA | 04-01 | 5214845 | ETO-MUN-CH25_2_5-MO-284 | Munbura CH25_5 - Replace - MO-284 - METER, 200MM PA D/S - 30y Irrigation Strategy (Item 4.0 & 4.1) AM14_S2 | 7.1936
2019 | 0000076564 | WKIA | 04-01 | 5214848 | ETO-MTA-CH26_6-MO-379 | Mt Alice Ch 26_6 - Replace - MO-379 - ISOLATION VALVE - Irrigation Scheme Common Strategy (30Yr Pln) (Items 6.0 & 6.1) | 2.5593
2019 | 0000076565 | WKIA | 04-01 | 5214848 | ETO-MTA-MAMC-MO-304 | Mt Alice MC - Replace - MO-304- ISOLATION VALVE - Irrigation Scheme Common Strategy (30Yr Pln) (Items 6.0 & 6.1) | 2.5593
2019 | 0000076566 | WKIA | 04-01 | 5214848 | ETO-MTA-MAMC-MO-336 | Mt Alice MC - Replace - MO-336 - ISOLATION VALVE - Irrigation Scheme Common Strategy (30Yr Pln) (Items 6.0 & 6.1) | 2.5593
2019 | 0000076567 | WKIA | 04-01 | 5214848 | ETO-MTA-MAMC-MO-342 | Mt Alice MC - Replace - MO-342 - ISOLATION VALVE - Irrigation Scheme Common Strategy (30Yr Pln) (Items 6.0 & 6.1) | 2.5593
2019 | 0000076568 | WKIA | 04-01 | 5214848 | ETO-MTA-MAMC-MO-343 | Mt Alice MC - Replace - MO-343 - ISOLATION VALVE - Irrigation Scheme Common Strategy (30Yr Pln) (Items 6.0 & 6.1) | 2.5593
2019 | 0000076569 | WKIA | 04-01 | 5214848 | ETO-MTA-MAMC-MO-348 | Mt Alice MC - Replace - MO-348 - ISOLATION VALVE - Irrigation Scheme Common Strategy (30Yr Pln) (Items 6.0 & 6.1) | 2.5593
2019 | 0000076570 | WKIA | 04-01 | 5214850 | ETO-MUN-CH25_1-MO-262 | Munbura Ch25_1 - Replace - MO-262 - ISOLATION VALVE - Irrigation Scheme Common Strategy (30Yr Pln) (Items 6.0 & 6.1) | 2.8357
2019 | 0000076571 | WKIA | 04-01 | 5214850 | ETO-MUN-CH25_2-MO-270 | Munbura Ch25_2 - Replace - MO-270 - ISOLATION VALVE - Irrigation Scheme Common Strategy (30Yr Pln) (Items 6.0 & 6.1) | 2.8357
2019 | 0000076572 | WKIA | 04-01 | 5214852 | ETO-MAR-CH24_7-MO-246 | Marwood Ch24_7 - Replace - MO-246 - ISOLATION VALVE - Irrigation Scheme Common Strategy (30Yr Pln) (Items 6.0 & 6.1) | 2.5593
2019 | 0000076573 | WKIA | 04-01 | 5214852 | ETO-MAR-MWMC-MO-193 | Marwood MC - Replace - MO-193 - ISOLATION VALVE - Irrigation Scheme Common Strategy (30Yr Pln) (Items 6.0 & 6.1) | 2.5593
2019 | 0000076574 | WKIA | 04-01 | 5214852 | ETO-MAR-MWMC-MO-260 | Marwood MC - Replace - MO-260 - ISOLATION VALVE - Irrigation Scheme Common Strategy (30Yr Pln) (Items 6.0 & 6.1) | 2.5593
2019 | 0000076576 | WKIA | 04-01 | 5214854 | ETO-VPR-CH21_2-MO-424 | Replace - VPR-CH21_2 - MO-424 - ISOLATION VALVE - Irrigation Scheme Common Strategy (30Yr Pln) (Items 6.0 & 6.1) | 3.7042
2019 | 0000076577 | WKIA | 04-01 | 5214855 | ETO-BR-CH23_3-MO-46 | Replace-ETO-BR-CH23_3 - MO-46 - ISOLATION VALVE - Irrigation Scheme Common Strategy (30Yr Pln) (Items 6.0 & 6.1) | 3.7042
2019 | 0000076609 | WBBL | 04-01 | 5215543 | MVA-MRR-MRB-PWK | Reinstating D/S Rock protection - Mary Barrage | 397.2
2019 | 0000076613 | WBBR | 04-21 | 5215547 | BBA | Update O&M Manuals and SOPs for Barker Barambah Supply | 1.464
2019 | 0000076614 | WBBB | 04-21 | 5215548 | BUN-KOL-FHD | Update O&M Manuals and SOPs for Bundaberg Supply | 1.44
2019 | 0000076615 | WBBB | 04-21 | 5215549 | BUN-KOL-BUC | Prepare an O&M Manual for Bucca Weir (DS Rec 2014:3.4) | 1.464
2019 | 0000076619 | WKBB | 04-21 | 5215552 | BBR-BNR-BRW | Update O&M Manual - Bowen River Weir (carry over) | 2.244
2019 | 0000076621 | WLBD | 04-21 | 5215554 | DAW-DAR | Update O&M Manuals and SOPs for Dawson Supply (carry over) | 1.968
2019 | 0000076620 | WBBY | 04-21 | 5215555 | BYR-BOY-BOO | Update O&M Manuals and SOPs for Boyne Supply | 1.428
2019 | 0000076622 | WLBT | 04-21 | 5215556 | TMC | Update O&M Manuals and SOPs for Three Moon Supply | 1.032
2019 | 0000076623 | WLBN | 04-21 | 5215557 | NMA-NGA-FAI | Update O&M Manuals and SOPs for Nogoa Supply (carry over) | 1.992
2019 | 0000076624 | WBBU | 04-21 | 5215558 | UBP | Update O&M Manuals and SOPs for Upper Burnett Supply | 1.428
2019 | 0000076625 | WLBN | 04-21 | 5215559 | NMA | Update O&M Manuals and SOPs for Nogoa Supply (carry over) | 1.176
2019 | 0000076626 | WLBN | 04-01 | 5215560 | NMA-MCK-BDW | Update O&M Manual - Bedford Weir (carry over) | 1.572
2019 | 0000076651 | WLBN | 04-01 | 5215954 | NMA-NGA-FAI | Fairbairn Dam - FAI - Study - 20Y-Desktop Comprehensive Risk Assessment Review YEAR II - C/O Project April 2014 | 96.3515
2019 | 0000076656 | WKBE | 04-01 | 5215963 | KIN-MIR-PSTN3-ELEC-SWB2 | Mirani PSTN - ELEC-SWB2 - Replace - SWBD, PLC, SCADA & CNTRLS - C/O Project April 2018 | 51.8276
2019 | 0000076660 | WLIW | 04-01 | 5215989 | EME-SEL-IRR-SMC-CD-CD35 | Selma System - CD35 - Replace - CULVERT HEAD, WINGWALLS, APRONS YEAR II - C/O Project April 2018 | 56.8228
2019 | 0000076661 | WABB | 04-01 | 5215991 | BDK-BDR-BFD-INN | Provide upload facility for uplift pressure monitoring wells in SWIMS - BFD (2013 DS Rep 4.1.1) (carryover into 2019 ) | 0
2019 | 0000076662 | WLIW | 04-01 | 5215994 | EME-SEL-IRR-PSTN-PUN3-PUMP | Selma PSTN - PUN3 - Refurbish - Refurbish Pump Unit No. 3 - Replacement & Refurbishment Life Strategy | 156.7035
2019 | 0000076663 | WMIM | 04-01 | 5215995 | MDA-NWL-IRR-RELF-PSTNA-RM-PIPE | Inspect and assess rising main & cathodic protection system | 11.031
2019 | 0000076664 | WMIM | 04-01 | 5215996 | MDA-SWL-SWI-RELF-PSTNA-RM01-P001 | Inspect and assess rising main & cathodic protection system | 11.031
2019 | 0000076665 | WABB | 04-21 | 5216002 | BDK-BDR-CLW-STR | Undertake a survey of monolith movement points and assess structural deformations (2012 DS Report 10.1.1) - carry over | 23.5002
2019 | 0000076667 | WMIM | 04-01 | 5216009 | MDA | Review Property flow rate entitlements MDWSS (carry over) | 30.5629
2019 | 0000076668 | WMIM | 04-01 | 5216027 | MDA-SWL-SWI-MC-SI-SI15-INLT | Replace Safety Screen SWI-MC-SI-SI15-INLT (carry over) | 5.5597
2019 | 0000076669 | WMIM | 04-01 | 5216030 | MDA-SWL-SWI-MC-CK-CK16-STRU | SWI-MC-CK-CK16 Install Walkway and Handrails (carry over) | 2.5661
2019 | 0000076670 | WMIM | 04-01 | 5216034 | MDA-SWL-SWI-MC | Recommission SWMC from Collins Weir to Walsh Bluff (carry over) | 19.8387
2019 | 0000076675 | WABP | 04-01 | 5216039 | PRO-PFD-INST-MP01 | Install remote read of piezometers - PFD (2011 DS Rec item 4) (carry over) | 127.62
2019 | 0000076679 | WABB | 04-01 | 5216050 | BDK-BDR-CLW-GTE-GTF-HYD | Study: Clare Weir hydraulic system modifications-options, design, procure (M&E job care 16-101 (carry over) | 107.1735
2019 | 0000076684 | WKBE | 04-01 | 5216057 | KIN-LCY-KID-PTG | Refurbish Borrow Pits - Kinchant Dam | 200.7755
2019 | 0000076686 | WLIW | 04-01 | 5216060 | EME-SEL-IRR-SWYD | Selma PSTN - IRR-SWYD - Replace - SWITCHYARD (SUBST Q) POLES (4 OF) (Ventia Report) | 79.3338
2019 | 0000076688 | WBIG | 04-01 | 5216061 | BIA-ABBO-PSTN | Replace Pump No. 1&2 - Abbotsford Pump Station | 32.4891
2019 | 0000076689 | WBIG | 04-01 | 5216063 | BIA-GIGI-MON-PSTNM-TWS | Re-route Pipework Town Water Supply Monduran PSTN | 53.6869
2019 | 0000076690 | WBBB | 04-01 | 5216064 | BUN-KOL-FHD-ELE-ELC-001 | Replace Cables in Main Wall, Outlet Works & Inlet Tower - Fred Haigh Dam (Options - 2017, Design & Procure - 2019, Install …etc.) | 37.0153
2019 | 0000076693 | WBBR | 04-01 | 5216067 | BBA-BRM-SIL | Silverleaf Weir: Study Options Analysis Long-term Weir Maintenance/Replacement Strategy | 58.1681
2019 | 0000076694 | WBBR | 04-01 | 5216068 | BBA-BKR-BPD-OWK-OLT-LAD | Refurbish Increase height of the Handrails on Ladder to first floor - Bjelke Petersen Dam | 12.1452
2019 | 0000076695 | WBIG | 04-01 | 5216071 | BIA-GOOB-PSTN-ELEC-SWB | Replace Voltage Transformers Gooburrum PSTN | 43.3435
2019 | 0000076696 | WBBY | 04-01 | 5216075 | BYR-BOY-BOO-OWK-OLT-LAD | Boondooma Dam: Increase Height of the Handrails on the Ladder to the First Floor - Valvehouse | 12.1452
2019 | 0000076699 | WBBU | 04-01 | 5216079 | UBP-BUR-WHA-OWS-ILS-SCN | Claude Wharton Weir: Refurbish Inlet Screen - Repaint & Repair | 12.1695
2019 | 0000076700 | WBBU | 04-01 | 5216080 | UBP-NGO-WUR-OWK-002-OLT | Wuruma Dam: Update O&M Manual and Install Signage with the SWL for Operation of Low Level Outlet | 4.7935
2019 | 0000076701 | WBBU | 04-01 | 5216082 | UBP-BUR-JON-SFC-FNC | Jones Weir: Install Fencing Along Left Bank (Include Land Ownership Investigation) | 27.194
2019 | 0000076702 | WBBB | 04-01 | 5216408 | BUN-BUR-NCW-FWY-BKS | Undertake a design check of gate locking mechanism - NCW fishlock baulks | 10.4367
2019 | 0000076627 | WBIG | 04-01 | 5216487 | BIA-ISIS-BSTR-EMBK | Install Standpipe Piezometers at V-Notch (CRA & 2016 DS Rec 6.1.3a/b/c) | 93.0062
2020 | 0000001488 | WAIE | 04-01 | 5114235 | BRI-DIST-ELLT-IRR-PSTN-PUN2-PUMP | Elliot PSTN PUN2 Pump - Refurbish - PSTN-PUN2-PUMP - PUMP - Replacement & Refurbishment Life Strategy | 40.2206
2020 | 0000003873 | WBIG | 04-01 | 5212567 | BIA-WOON-WMC-RG-RG06-GATE | Refurbish Reg. Gate - remove, repaint, anodes & bearings, install - WMC RG06 | 22.4311
2020 | 0000004938 | WBBY | 04-01 | 5151484 | BYR-BOY-BOO-OWK-OLT-VLV-VLR-002 | Refurbish Reg Valve 2 (2014DS 4.2a, 4.2c, 4.2.1a) | 24.54
2020 | 0000061817 | WBBU | 04-01 | 5153803 | UBP-NGO-WUR-SPW-STS-SPP | Repaint the steel angle at the base of the spillway flip. | 42.181
2020 | 0000064043 | WKBB | 04-01 | 5156576 | BBR-BKN-EUG-OWK-ILT-STR-001 | Design and install safe method of changing over bulkhead | 42.9838
2020 | 0000064053 | WKBP | 04-01 | 5156621 | PIO-PIR-TEM-OWK-OLT-VLV-VLR-001 | Design and construct a concrete slab below the regulating valve outlet | 115.4004
2020 | 0000069808 | WLBC | 04-01 | 5156736 | CVA-CLC-CAL-ELE-ELC-001 | Study: Options Analysis for Cableways and all other electrical replacements at Dam (2020-2025) | 87.8699
2020 | 0000064266 | WKBB | 04-01 | 5158121 | BBR-BKN-EUG-EMB | Install 3 additional survey points on the downstream face - Eungella dam | 17.6926
2020 | 0000061857 | WBBB | 04-01 | 5158859 | BUN-BUR-BAB-SHT | Options Study: Shutters retention | 134.9319
2020 | 0000058255 | WABP | 04-01 | 5159161 | PRO-PRR-PFD-SPW-SPL | Extend the right bank revetment mattresses further upstream to protect the slope against erosion (2013 DS Rec. 7.1b) | 825.8487
2020 | 0000064505 | WBBB | 04-01 | 5159856 | BUN-BUR-BAB-FWY | Refurbish remaining baffle supports | 77.9333
2020 | 0000056622 | WIBU | 04-01 | 5160103 | UCO-CDM-TAL-OWS-OLS-STR | Refurbish: continued: When weather allows, refurbish gate & form base for bulkhead gate (P2) | 40.3912
2020 | 0000057432 | WKBB | 04-01 | 5160270 | BBR-BKN-EUG | Produce As-Built drawings of the services at the Eungella Dam Depot and Outlet Works | 15.3672
2020 | 0000057671 | WKBB | 04-01 | 5160275 | BBR-BKN-EUG-OWK | Options analysis, risk assessment to install access platforms at Intake and Outlet Works Eungella Dam | 106.1721
2020 | 0000073182 | WKBE | 04-01 | 5212726 | KIN-LCY-KID-OWK-002-OLT-VLV-VLG-001-VLV | Kinchant Dam - Refurbish guard valve including seal and actuator replacement | 59.551
2020 | 0000073188 | WKBE | 04-01 | 5160313 | KIN-LCY-KID-OWK-002-OLT-VLV-VLG-002-VLV | Kinchant Dam - Refurbish guard valve including seal and actuator replacement | 59.551
2020 | 0000070082 | WLBN | 04-01 | 5160466 | NMA-MCK-TRW-BLD-001 | Replace corroded roof of the storage building (2013 DS Report 2.9) | 13.5882
2020 | 0000002610 | WLBN | 04-01 | 5160556 | NMA-MCK-BDW-OWS-ILS-BKS | Refurbish Baulks - paint & anodes | 44.5033
2020 | 0000003175 | WLBN | 04-01 | 5160558 | NMA-MCK-BDW-OWS-ILS-RAC | Refurbish trash racks - paint & anodes | 47.2763
2020 | 0000058261 | WABP | 04-01 | 5160623 | PRO-PRR-PFD-OWK-OLT-VLV-VLG-001 | Remove, inspect and repair Guard Valve #1, and the associated flange interfaces (2013 DS Rec. 8.6.1) (2017 P2) | 112.2292
2020 | 0000058259 | WABP | 04-01 | 5160623 | PRO-PRR-PFD-OWK-OLT-VLV-VLR-001 | Patch repair the corroded internal and external surfaces of the Discharge Regulator #1 (2013 DS Rec. 8.5.1a) (2017 P2) | 112.2292
2020 | 0000008396 | WMBM | 04-01 | 5160638 | TIN-BRN-TID-IRR-OVF-STR | Refurbish outlet works liner | 29.1214
2020 | 0000065117 | WKBP | 04-01 | 5164289 | PIO-MO | Replace existing flow meter (1 per year) (P2) - Pioneer River | 5.2421
2020 | 0000065120 | WKBB | 04-01 | 5164294 | BBR-BOWN-MO | Replace existing flow meter (1 per year) (P2) | 4.7268
2020 | 0000065142 | WMBM | 04-01 | 5164316 | TIN-BR-BRMO | Replace Meter Program (3 per year) - Barron River (P2) | 15.6881
2020 | 0000065143 | WABB | 04-01 | 5212586 | BDK-BURD-BURD-MO | Replace Meter Program (3 per year) - Burdekin River (P2) | 15.6881
2020 | 0000008908 | WIBU | 04-01 | 5164323 | UCO-UCR-MO | Replacement meter program as per 2015 UCO strategy (P2) | 40.584
2020 | 0000065148 | WIBH | 04-01 | 5164326 | CHW-MO | Replacement of Chinchilla Meter Outlets - 2015 IBHStrategy | 11.8599
2020 | 0000065104 | WLBC | 04-01 | 5164410 | CVA-CALR-MO | Meter Replacement (12 per year) - Callide Valley (P2) | 62.6132
2020 | 0000065103 | WLBD | 04-01 | 5164413 | DAW-DAWR-MO | Meter Replacement - Dawson Valley (7 per year) (P2) | 85.3147
2020 | 0000000912 | WABB | 04-01 | 5169074 | BDK-BDR-BFD-WAA-ELO | Refurbish: Lighting & power distribution system repairs and corrective actions as per O&M report on the lower gallery | 105.4723
2020 | 0000065336 | WBBR | 04-01 | 5169647 | BBA-BKR-BPD-OWK-ILT-WIN | Replace Secondary Hydraulic Winch with Electric Equivalent - Bjelke Petersen Dam Intake Tower | 51.5463
2020 | 0000065664 | WIBT | 04-01 | 5171588 | MAB-MCB-CLM-OWK-CND-002 | Refurbish: D/S 6.4.3(b) - 2015 Refurbish the low flow pipework and guard valve within 2 years | 30.9769
2020 | 0000009167 | WIBT | 04-01 | 5172725 | MAB-MCB-CLM-OWK-OLT-VLV-VLG-001 | Refurbish: Paint, check for new seals; leaf repairs (2015 DS Rec 6.5.3); Minor Refurbishment carried out in 2013 | 30.086
2020 | 0000067326 | WBBU | 04-01 | 5173602 | UBP-NGO-WUR-OWK-002-OLT-VLG | Repair: Guard valve actuators torque setting - Wuruma Dam (Internally Estimated) | 19.2734
2020 | 0000065089 | WBBR | 04-01 | 5173603 | BBA-BBRS-MO | Replace Meter Program (11 per year) - Barker Barambah (P2) | 10.8385
2020 | 0000067328 | WBBR | 04-01 | 5173604 | BBA-URG-FMO | Replace Customer Meter (1 Per Year) - Upper Redgate (P2) | 5.1494
2020 | 0000065090 | WBBY | 04-01 | 5173605 | BYR-MO | Replace Meter Program (3 per year) - Boyne River (P2) | 15.3581
2020 | 0000071920 | WKBE | 04-01 | 5176709 | KIN-LCY-KID-INN-INB | Flush observation bores | 70.7727
2020 | 0000008922 | WIBS | 04-01 | 5176728 | BAL-BALO | Replacement of St George River meters - 2015 IBS Strategy (P2) | 13.0747
2020 | 0000065147 | WIBT | 04-01 | 5176730 | MAB-MO | Replacement Meter strategy for IBT as developed in 2015 (P2) | 23.725
2020 | 0000001477 | WABB | 04-01 | 5180008 | BDK-BDR-BFD-ELE-ELL-ELC-007 | Refurbish LV Supply - replace cables. | 41.9757
2020 | 0000073399 | WKBP | 04-01 | 5181719 | PIO-TEEM-SPWY-CWK2 | Carry out options study to refurbish shotcrete and secondary concrete | 36.8959
2020 | 0000070012 | WKBP | 04-01 | 5181922 | PIO-PIR-TEM-BLD-002 | Replace site hut for EAP purpose (Business case approved in 2016) | 148.2571
2020 | 0000004859 | WBBR | 04-01 | 5212714 | BBA-BKR-BPD-OWK-OLT-VLV-VLR-002 | Refurbish Valve - 751 cone patch painting (DS2013/6.4.10a) | 59.8804
2020 | 0000071922 | WBBB | 04-01 | 5185026 | BUN-BUR-NCW-ABT-ABL-PWK | Refurbish Joint Seals (2014DS Rec 2.5.1b) | 41.8893
2020 | 0000071923 | WBBB | 04-01 | 5185026 | BUN-BUR-NCW-ABT-ABL-PWK | Refurbish Left Bank Protection Structure Concrete (2014DS Rec 2.5.1d, 2.5.3b & 2.5.1a) | 41.8893
2020 | 0000074847 | WBBB | 04-01 | 5185348 | BUN-KOL-BUC-OWS-ILT-GRF | Certify Lifting Frames (2016DS Rec 2.10.3) | 28.2578
2020 | 0000074642 | WBBB | 04-01 | 5185348 | BUN-KOL-BUC-OWS-ILT-RAC | Refurbish Trash Screens (DS Rec 2016:2.10.2) | 28.2578
2020 | 0000074644 | WBBB | 04-01 | 5185348 | BUN-KOL-BUC-OWS-ILT-STR | Replace Trash Screen Guides (DS Rec 2016:2.10.1) | 28.2578
2020 | 0000074765 | WLBD | 04-01 | 5215958 | DAW-MOS | Moura Offstream Storage - MOS - Inspection - RM CONDUIT INSP DS 6.2b/2012 - C/O Project April 2018 | 25.3323
2020 | 0000074848 | WBBR | 04-01 | 5189701 | BBA-BRM-SIL-OWS-001-ILS-STR | Design and Construct: Isolation Plate (Bulkhead) | 51.4111
2020 | 0000000622 | WAIE | 04-01 | 5207454 | BRI-DIST-MILL-IRR-PSTNA-HSTL | Millaroo PSTN A - Inspect - STNA-HSTL - 2 YEARLY 3RD PARTY INSPECTION - Crane, Hoist & Winch Standard AM.05 | 3.6861
2020 | 0000064589 | WAIE | 04-01 | 5207454 | BRI-DIST-MILL-IRR-PSTNA-HSTU | Millaroo PSTN A - Inspect - STNA-HSTU - 2 YEARLY 3RD PARTY INSPECTION - Crane, Hoist & Winch Standard AM.05 | 3.6861
2020 | 0000064587 | WAIE | 04-01 | 5207455 | BRI-DIST-HAUG-IRR-PSTN1-HST1 | Tom Fenwick PSTN 1 - Inspect - STN1-HST1 - 2 YEARLY 3RD PARTY INSPECTION - Crane, Hoist & Winch Standard AM.05 | 5.2199
2020 | 0000064588 | WAIE | 04-01 | 5207455 | BRI-DIST-HAUG-IRR-PSTN1-HST2 | Tom Fenwick PSTN 1 - Inspect - STN1-HST2 - 2 YEARLY 3RD PARTY INSPECTION - Crane, Hoist & Winch Standard AM.05 | 5.2199
2020 | 0000064585 | WAIE | 04-01 | 5207455 | BRI-DIST-HAUG-IRR-PSTN1-CRNE | Tom Fenwick PSTN 1 - Inspect - STN1-CRNE - 2 YEARLY 3RD PARTY INSPECTION - Crane, Hoist & Winch Standard AM.05 | 5.2199
2020 | 0000070642 | WBBB | 04-01 | 5193218 | BUN-BUR-BAB-WAW-DIS | Reinstate: No Fines Concrete in Pressure Relief Holes and Expansion Joint Filler | 24.7734
2020 | 0000058081 | WBBB | 04-01 | 5193223 | BUN-BUR-NCW-OWS-001-INS-RAC-005 | Replace R/H Trash racks (4 Off) | 148.2897
2020 | 0000048983 | WBBB | 04-01 | 5193227 | BUN-KOL-FHD-OWK-ILT-RAC | Redesign and manufacture lifting points on trash racks to suit new lifting frame (Pushed out from 2012 - 8.5(a) 2011 D/S) | 55.2934
2020 | 0000061778 | WBBB | 04-01 | 5193227 | BUN-KOL-FHD-OWK-ILT-RAC | Replace bulkhead trash screens and redesign lifting frame (2011Sup Rep Rec 3.7) | 55.2934
2020 | 0000074907 | WBBB | 04-01 | 5193228 | BUN-KOL-FHD-SPW | Undertake CFD Model of spillway (Rec 7.7c ) | 27.0185
2020 | 0000072049 | WBBR | 04-01 | 5193240 | BBA-BRM-SIL-OWS-001-OLS-VLI | Replace Slide Gate | 0
2020 | 0000074516 | WBBU | 04-01 | 5193241 | UBP-BUR-JOG-WAW-STW | Refurbish: Flush Pressure relief holes & replace hole caps | 62.4558
2020 | 0000074929 | WBBU | 04-01 | 5193248 | UBP-NGO-WUR-OWK-002-OLT | Calculate the SWL for operation of the Low Level Outlet (Install Signage and update O&M) - Wuruma Dam (DS Rec 2012/2.6.3) | 49.3371
2020 | 0000071689 | WBBR | 04-01 | 5193276 | BBA-BRM-JOE-ABT-ABL | Refurbish: Concrete Joint Sealant | 18.6949
2020 | 0000071691 | WBBR | 04-01 | 5193276 | BBA-BRM-JOE-ABT-ABR | Refurbish: Concrete Joint Sealant (and subsided concrete protection slab) | 18.6949
2020 | 0000070978 | WBBB | 04-01 | 5193277 | BUN-KOL-BUC-SPW-STS-SPD | Refurbish Energy Dissipater Concrete (including cracking on top of end sill wall) | 26.2642
2020 | 0000072171 | WBBU | 04-01 | 5194918 | UBP-NGO-WUR-OWK-001-OLT-STR | Refurbish Valve House Concrete including Crack in Roof (2016DS Rec 6.2.8) | 42.5123
2020 | 0000075365 | WIBS | 04-01 | 5194942 | BAL-BAR-BMD-OWK-001-FMR-001 | Enhance: Design, construct and install Meter installation and meters to record flow in Thuraggi Channel | 168.3908
2020 | 0000065102 | WLBT | 04-01 | 5195027 | TMC-MO | Meter Replacement Three Moon Creek (8 per year) (P2) | 40.9632
2020 | 0000065145 | WABP | 04-01 | 5195028 | PRO-PRIA-PRS-MO | Replace Meter Program (8 per year) - Proserpine River (P2) | 31.6248
2020 | 0000075395 | WBBU | 04-01 | 5195197 | UBP-BUR-WHA-OWS-OLS | Prepare rating curve for outlet valves - Claude Wharton Weir | 19.3782
2020 | 0000075398 | WBBR | 04-01 | 5195200 | BBA-BRM-JOE-ABT-ABL | Install safe access to valve structure - Joe Sipple Weir | 35.0309
2020 | 0000075404 | WLBC | 04-01 | 5195206 | CVA-CLC-CCW-OWS-OLT-STR | Install safe access to outlet works - Callide Weir | 52.4665
2020 | 0000074956 | WKBP | 04-01 | 5195830 | PIO-PIR-TEM-SFC-RDD-004 | Design and Construct - Main Dam access road slump (road realignment) and general repairs (regrade and fix pot holes) | 97.5562
2020 | 0000070704 | WBBR | 04-01 | 5207813 | BBA-BKR-BPD-OWK-ILT-BDG | Study: Level 2 Bridge Assessment | 30.675
2020 | 0000070708 | WBBR | 04-01 |  | BBA-BKR-BPD-OWK-ILT-HOI | Options Analysis: Fixed vs. Mobile Crane | 23.5055
2020 | 0000001453 | WABB | 04-01 |  | BDK-BDR-GOW-ABT-ABL-PWK | Infill missing dental concrete on D/S Left abutment (subject to 5yr inspection) | 38.2575
2020 | 0000067246 | WBBB | 04-01 | 5210208 | BUN-BUR-BAB-SHT | Reinstate 10 refurbished and build & install 10 new shutters at Ben Anderson Barrage | 315.6158
2020 | 0000070064 | WBBB | 04-01 |  | BUN-BUR-NCW-ELE-SCA | Replace Ned Churchward Weir SCADA computer and upgrade SCADA project | 11.7527
2020 | 0000062675 | WLBN | 04-01 | 5211295 | NMA-NGA-FAI-SPW-LAD | Replace Spillway Access Ladder (Collapsible/Removable) | 30.378
2020 | 0000004857 | WBBR | 04-01 | 5083453 | BBA-BKR-BPD-OWK-ILT-RAC | Abrasive clean trash racks and re-coat with an approved coating (2008 Dam Safety Rec 6.3(a)) | 56.8295
2020 | 0000004597 | WBIG | 04-01 | 5173652 | BIA-GOOB-PSTN-PUN2-DV | Gooburrum PSTN - Refurbish - PUN2-DV - RFB COR/SLS/BRNG - Irrigation Scheme Common Strategy (30Yr Pln) (Items 6.0 & 6.1) | 49.5609
2020 | 0000023499 | WBIG | 04-01 | 5113062 | BIA-BING-PSTNBC-FMTR | Bucca PSTN - Replace - TNBC-FMTR - RPLC FLMTR (DALL) - 30y Irrigation Strategy (Item 4.0 & 4.1) AM14_S2 | 25.4089
2020 | 0000003868 | WBIG | 04-01 | 5113437 | BIA-WOON-WMC-RG-RG01-GATE | Woongarra MC - Refurbish - RG01-GATE - REG GTE PNT/ANOD/BRG - Float Regulating Gate Refurbishment Strategy | 33.3719
2020 | 0000003871 | WBIG | 04-01 | 5212539 | BIA-WOON-WMC-RG-RG04-GATE | Woongarra MC - Refurbish - RG04-GATE - REG GTE PNT/ANOD/BRG - Float Regulating Gate Refurbishment Strategy | 24.3084
2020 | 0000004560 | WBIG | 04-01 | 5132467 | BIA-GIGI-MON-PSTNM-PUN2-PUMP | Monduran PSTN - Refurbish - PUN2-PUMP - PUMP - Replacement & Refurbishment Life Strategy | 85.5835
2020 | 0000004216 | WBIG | 04-01 | 5132477 | BIA-GOOB-PSTN-PUN1-MTOR | Gooburrum PSTN - Refurbish - PUN1-MTOR - ELECTRIC MOTOR - Replacement & Refurbishment Life Strategy | 50.8478
2020 | 0000070555 | WKIA | 04-01 | 5134670 | ETO-AR-PSTN-SWB | Abingdon Relift PSTN - Replace - PSTN-SWB - DES/DFT/TNDR/PROC - Replace & Refurb Strategy & Irrig Com Strat (Item 1.1) | 24.5413
2020 | 0000057316 | WKIA | 04-01 | 5134670 | ETO-AR-PSTN-SWCE | Abingdon Relift PSTN - Replace - PSTN-SWCE - DES/DFT/TNDR/PROC - Replace & Refurb Strategy & Irrig Com Strat (Item 1.1) | 24.5413
2020 | 0000055043 | WIBM | 04-01 | 5144954 | MAR-MRN-NTW-WAW | Refurbish rock mattresses, gabions (see 2011 DS Inspection report; enhanced by 2014 report and photos) | 135.5588
2020 | 0000003830 | WBIG | 04-01 | 5212533 | BIA-BING-BMC-RG-RG03-GATE | Bingera MC - Refurbish - RG03-GATE - REG GTE PNT/ANOD/BRG - Float Regulating Gate Refurbishment Strategy | 24.3084
2020 | 0000004595 | WBIG | 04-01 | 5145688 | BIA-GOOB-PSTN-PUN1-PUMP | Gooburrum PSTN - Refurbish - PUN1-PUMP - PUMP - Replacement & Refurbishment Life Strategy | 77.1591
2020 | 0000005522 | WBIG | 04-01 | 5145842 | BIA-GOOB-GMC-BP-VLV | Gooburrum MC - Refurbish - BP-VLV - SUBM DISC VALVE - Replace & Refurb Strategy & Irrig Com Strat (Item 6.0) | 36.2193
2020 | 0000061712 | WBBY | 04-01 | 5151484 | BYR-BOY-BOO-OWK-OLT-VLV-VLG-002 | Patch-paint GV02 disc (2014DS 4.3.2a) | 57.6397
2020 | 0000064279 | WKIA | 04-01 | 5154344 | ETO-AR-PSTN-PUN1-P002 | Abingdon Relift PSTN - Replace - PUN1-P002 - SUB PUMP GUIDE PIPE - Irrigation Scheme Common Strategy (30Yr Pln) (Item 3.3) | 13.2249
2020 | 0000064280 | WKIA | 04-01 | 5154344 | ETO-AR-PSTN-PUN2-P002 | Abingdon Relift PSTN - Replace - PUN2-P002 - SUB PUMP GUIDE PIPE - Irrigation Scheme Common Strategy (30Yr Pln) (Item 3.3) | 13.2249
2020 | 0000064160 | WABB | 04-01 | 5209518 | BDK-BDR-BFD-WAA-ELO | Refurbish Emergency lighting as per El Insp Report6 | 14.9724
2020 | 0000064159 | WABB | 04-01 | 5209518 | BDK-BDR-BFD-WAA-GAL-001-ELO | Refurbish lightings as per El Insp Report 2014 | 14.9724
2020 | 0000074448 | WABB | 04-01 | 5209518 | BDK-BDR-BFD-WAA-GAL-001-ELO | Refurbish UPS and replace batteries as per El Insp Report 2014 item 9.7.4 | 14.9724
2020 | 0000011004 | WABB | 04-01 | 5209518 | BDK-BDR-BFD-GEN-BAC | Replace Battery Charger (Unit 116) | 14.9724
2020 | 0000069150 | WABB | 04-01 | 5209518 | BDK-BDR-BFD-GEN-BAT | Replace Batteries, Saftey inc. siren system when activated | 14.9724
2020 | 0000072498 | WLBD | 04-01 | 5157179 | DAW-DAR-MOU-OWS-001-OLS-VLR | Refurbish Valve and stub pipe and flange (D/S Rec. 2.5.3/2013 and 2.5.4/2013) | 103.3465
2020 | 0000003867 | WBIG | 04-01 | 5159175 | BIA-WOON-AMC-RG-RG02-GATE | Woongarra Ch AMC - Refurbish - RG02-GATE - GTE PNT/ANOD/BRG - Float Regulating Gate Refurbishment Strategy | 37.6467
2020 | 0000068279 | WBBU | 04-01 | 5159796 | UBP-BUR-JOG-OWS-ILS-VLV-VLN | Replace 1600mm Flap Valve | 46.2993
2020 | 0000068282 | WBBU | 04-01 | 5159796 | UBP-BUR-JOG-OWS-ILS-RAC | Replace Outlet Works Screen | 46.2993
2020 | 0000069133 | WABB | 04-01 | 5160069 | BDK-BDR-BFD-ELE-ELL-ELP | Replace Surge Protection Filter | 12.5655
2020 | 0000058792 | WLIW | 04-01 | 5160272 | EME-SEL-IRR-S2-SI01 | Selma Ch S2 - Refurbish - S2-SI01 - RFRB BOTH SAFETY SCREENS - Irrigation Common Strategy (30Yr Pln) (Item 10.1) | 6.4684
2020 | 0000006890 | WKBP | 04-01 | 5160321 | PIO-PIR-TEM-CNL-COM-RRP-002 | Teemburra Dam - Battery repair/maintenance Main Dam Repeater | 10.06
2020 | 0000003866 | WBIG | 04-01 | 5161189 | BIA-WOON-AMC-RG-RG01-GATE | Woongarra Ch AMC - Refurbish - RG01-GATE - GTE PNT/ANOD/BRG - Float Regulating Gate Refurbishment Strategy | 27.8922
2020 | 0000003872 | WBIG | 04-01 | 5161189 | BIA-WOON-WMC-RG-RG05-GATE | Woongarra MC - Refurbish - RG05-GATE - REG GTE PNT/ANOD/BRG - Float Regulating Gate Refurbishment Strategy | 27.8922
2020 | 0000065095 | WBBU | 04-01 | 5164206 | UBP-SWJG | Replace Meter Program (1 per year) - John Goleby (P2) | 5.1494
2020 | 0000065312 | WABB | 04-01 | 5169082 | BDK-BDR-BFD-ELE-ELL-SWB-002 | Replacement and upgrading of the Gantry Crane Switchboard (subject to 5Y Cond Assessment in 2019) | 12.314
2020 | 0000067339 | WBIG | 04-01 | 5173652 | BIA-GOOB-PSTN-CAS-PIPE | Gooburrum PSTN - Refurbish - CAS-PIPE - PIPEWORK AND VALVES - Replacement & Refurbishment Life Strategy | 3.1314
2020 | 0000067301 | WBIG | 04-01 | 5212534 | BIA-GOOB-PSTN-PUN1-DV | Gooburrum PSTN - Refurbish - PUN1-DV - ACTU RFRB Refer 15BIA05 - Irrigation Scheme Common Strat (30Yr Pln) (Items 6.0 & 6.1) | 25.29
2020 | 0000067302 | WBIG | 04-01 | 5173652 | BIA-GOOB-PSTN-PUN2-DV | Gooburrum PSTN - Refurbish - PUN2-DV - RFRB ACTUATOR - Irrigation Scheme Common Strategy (30Yr Pln) (Items 6.0 & 6.1) | 19.8317
2020 | 0000067496 | WKIA | 04-01 | 5174426 | ETO-MTA-PSTN | Mt Alice PSTN - Investigate - MTA-PSTN - Review 2015 Opt Analysis - Material Project (QCA) Options Analysis AM11_G04 | 7.5646
2020 | 0000071282 | WBBB | 04-01 | 5189833 | BUN-KOL-FHD-OWK-ILT-GTB-001 | Refurbish B/Gate No.1 - Patch paint (2011DS Rec 8.5) | 25.141
2020 | 0000004901 | WBBB | 04-01 | 5189833 | BUN-KOL-FHD-OWK-ILT-GTB-002 | Refurbish B/Gate No.2 - Patch paint (2011DS Rec 8.5) | 25.141
2020 | 0000071283 | WBBB | 04-01 | 5189833 | BUN-KOL-FHD-OWK-ILT-GTB-003 | Refurbish B/Gate No.3 - Patch paint (2011DS Rec 8.5) | 25.141
2020 | 0000004902 | WBBB | 04-01 | 5189833 | BUN-KOL-FHD-OWK-ILT-GTB-004 | Refurbish: B/Gate No.4 - Patch paint (2011DS Rec 8.5) | 25.141
2020 | 0000075188 | WLBC | 04-01 | 5193653 | CVA-CLC-CAL-OWK-TNL-PIP-001 | Enlarge 4 manholes as per 2010 DS Rec 6.4.8b (Continuation project) | 118.7107
2020 | 0000075356 | WBBU | 04-01 | 5194923 | UBP-NGO-WUR-OWK-001-ILT | Repair Misalignment of Bulkhead #2 Left Guide Rail (2016 Comp DS Rec 2.6.1a) | 50.33
2020 | 0000074061 | WABB | 04-01 | 5212189 | BDK-BDR-CLW-GTE-GTF-HYD | Refurbish Hydraulic System and cylinders - Stage 3 | 780.5789
2020 | 0000004871 | WBBB | 04-01 |  | BUN-BUR-NCW-FWY-GTE-001 | Refurbish Gate - paint & anodes, seals | 23.5055
2020 | 0000070882 | WLBC | 04-01 |  | CVA-KRC-KRM-SPW | Bathymetric Survey on the spillway plunge pool | 30.6693
2020 | 0000074421 | WLBD | 04-01 |  | DAW-DAR-THW | Option Analysis to determine future of weir (refurbish, replace or decommission) | 0
2020 | 0000074295 | WABP | 04-01 | 5212572 | PRO-KC-KCP-PFDO-GV01 | Refurbish 900 DIA B/FLY GUARD VALVE (refer to 2013 DS section 8.3) | 134.2234
2020 | 0000073168 | WABP | 04-01 | 5212585 | PRO-PRR-PFD-OWK-ILT-STR | Improvement of the Inlet Tower Structure - Option Analysis and Design | 86.03
2020 | 0000008681 | WMIM | 04-01 | 5090027 | MDA-SWL-SWI-RELF-PSTNB-BLDG | Price Creek B PSTN - Refurbish - STNB-BLDG - BUILDING REFURB - Irrigation Scheme Common Strategy (30Yr Pln) (Item 14.1) | 7.7215
2020 | 0000006498 | WKIA | 04-01 | 5101661 | ETO-BR-PSTN2-PUN1-MTOR | Brightley PSTN 2 - Refurbish - PUN1-MTOR - MOTOR NO 1 - Replacement & Refurbishment Life Strategy | 25.6211
2020 | 0000006493 | WKIA | 04-01 | 5101663 | ETO-BR-PSTN1-PUN3-MTOR | Brightley PSTN 1 - Refurbish - PUN3-MTOR - MOTOR NO 3 - Replacement & Refurbishment Life Strategy | 18.6146
2020 | 0000006277 | WKIA | 04-01 | 5101663 | ETO-BR-PSTN1-PUN3-PUMP | Brightley PSTN 1 - Refurbish - PUN3-PUMP - PUMP - Replacement & Refurbishment Life Strategy | 18.6146
2020 | 0000058687 | WBIG | 04-01 | 5112535 | BIA-ABBO-PSTN-ELEC-SWB | Abbotsford PSTN - Investigate - ELEC-SWB - SWBD RPLCE OPTIONS - Material Project (QCA) Options Analysis AM11_G04 | 13.0867
2020 | 0000005436 | WBIG | 04-01 | 5112844 | BIA-BING-PSTNMC-BLDG-STRU | McIlwraith PSTN - Refurbish - BLDG-STRU - RFRB ROOF/FIT/FIX/PNT - Irrigation Scheme Common Strat (30Yr Pln) (Item 14.1) | 23.369
2020 | 0000055980 | WBIG | 04-01 | 5112846 | BIA-BING-PSTNMC-FM-FMTR | McIlwraith PSTN - Replace - FM-FMTR - FLOW METER 69MM - 30y Irrigation Strategy (Item 4.0 & 4.1) AM14_S2 | 25.0158
2020 | 0000005150 | WBIG | 04-01 | 5112850 | BIA-ISIS-PSTNDB-BLDG-STRU | Don Beattie PSTN - Refurbish - BLDG-STRU - BUILDING REFURB - Irrigation Common Strategy (30Yr Pln) (Item 14.2) | 28.1075
2020 | 0000005444 | WBIG | 04-01 | 5112852 | BIA-ISIS-PSTNQP-BLDG-STRU | Quart Pot PSTN - Refurbish - BLDG-STRU - BUILDING REFURB - Irrigation Scheme Common Strategy (30Yr Pln) (Item 14.1) | 29.126
2020 | 0000005440 | WBIG | 04-01 | 5112855 | BIA-WOON-PSTNWS-BLDG-STRU | Woongarra PSTN - Refurbish - BLDG-STRU - BUILDING REFURB - Irrigation Scheme Common Strategy (30Yr Pln) (Item 14.1) | 23.3096
2020 | 0000048812 | WBIG | 04-01 | 5112866 | BIA-ABBO-PSTN-BLDG-STRU | Abbotsford PSTN - Refurbish - BLDG-STRU - BLDG STRUCTURE - Irrigation Scheme Common Strategy (30Yr Pln) (Item 14.1) | 29.7226
2020 | 0000005476 | WBIG | 04-01 | 5112885 | BIA-GIGI-TIRR-PSTN-SITE-BLDG-BD01 | Tirroan PSTN - Refurbish - BLDG-BD01 - RFRB ROOF/FIT/FIX/PNT - Irrigation Scheme Common Strategy (30Yr Pln) (Item 14.1) | 27.5327
2020 | 0000005443 | WBIG | 04-01 | 5112889 | BIA-ISIS-PSTNNG-BLDG-STRU | North Gregory PSTN - Refurbish - BLDG-STRU - BUILDING REFURB - Irrigation Scheme Common Strategy (30Yr Pln) (Item 14.1) | 21.7975
2020 | 0000005388 | WBIC | 04-01 | 5112913 | LOW-WPS-PSTN-ELEC-CNTL | Walker Point PSTN - Replace - ELEC-CNTL - RPLC COM CONT PROC - Replace & Refurb Strategy & Irrig Com Strat (Item 1.0) | 93.4604
2020 | 0000004672 | WBIC | 04-01 | 5113059 | LOW-WPS-PSTN-PUN1-DV | Walker Point PSTN - Refurbish - PUN1-DV - DISCHARGE VLV - Irrigation Scheme Common Strategy (30Yr Pln) (Items 6.0 & 6.1) | 10.0087
2020 | 0000003912 | WBIC | 04-01 | 5113059 | LOW-WPS-PSTN-PUN1-NRV | Walker Point PSTN - Refurbish - PUN1-NRV - REFLUX VALVE - Replace & Refurb Strategy & Irrig Com Strat (Item 6.0) | 10.0087
2020 | 0000003821 | WBIG | 04-01 | 5113075 | BIA-GIGI-MON-PSTNM-PUN3-NRV | Monduran PSTN - Refurbish - PUN3-NRV - REFLUX VALVE - Replace & Refurb Strategy & Irrig Com Strat (Item 6.0) | 21.8133
2020 | 0000004564 | WBIG | 04-01 | 5113075 | BIA-GIGI-MON-PSTNM-PUN3-SV | Monduran PSTN - Refurbish - PUN3-SV - SUCTION VALVE - Irrigation Scheme Common Strategy (30Yr Pln) (Items 6.0 & 6.1) | 21.8133
2020 | 0000056781 | WKIA | 04-01 | 5113167 | ETO-OMC-FNCE-FN01 | Oakenden MC - Refurbish - FNCE-FN01 - FENCING REFURB - SunWater Fencing Policy PM.04 | 5.835
2020 | 0000048888 | WKIA | 04-01 | 5113181 | ETO-VPR-BS1-FNCE | Victoria Plains BSTR - Refurbish - BS1-FNCE - FENCING REFURB - SunWater Fencing Policy PM.04 | 16.1671
2020 | 0000009710 | WIBS | 04-01 | 5113372 | BAL-BAR-BMD-ELE-SWB-001 | Refurbish: cabling and protective enclosures | 12.5297
2020 | 0000011345 | WAIE | 04-01 | 5113720 | BRI-DIST-ELLT-IRR-E1-RG54-ACTR | Elliot Ch E1 - Replace - RG54-ACTR - ACTUATOR - Replace & Refurb Strategy & Irrig Com Strat (Item 1.0) | 16.4953
2020 | 0000052482 | WAIE | 04-01 | 5113793 | BRI-DIST-CLAR-IRR-PSTNA-PUN3-PUMP | Clare PSTN A - Replace - PUN3-PUMP - PUMP 3, 250MM SUB - Refer Options Study 1613532 | 52.5783
2020 | 0000013804 | WAIE | 04-01 | 5113796 | BRI-DIST-CLAR-IRR-PSTNB-CNTL | Clare PSTN B - Replace - STNB-CNTL - CONTROL EQUIPMENT - Replace & Refurb Strategy & Irrig Com Strat (Item 1.0) | 103.128
2020 | 0000000737 | WAIE | 04-01 | 5113809 | BRI-DIST-HAUG-IRR-PSTN4_5-PUN4-GBX1 | Tom Fenwick PSTN 4_5 - Refurbish - PUN4-GBX1 - REDUCT GRBX - Replacement & Refurbishment Life Strategy | 83.2579
2020 | 0000000734 | WAIE | 04-01 | 5113809 | BRI-DIST-HAUG-IRR-PSTN4_5-PUN5-GBX1 | Tom Fenwick PSTN 4_5 - Refurbish - PUN5-GBX1 - REDUCT GRBX - Replacement & Refurbishment Life Strategy | 83.2579
2020 | 0000042381 | WMIM | 04-01 | 5113993 | MDA-WBA-MC-MC_C-SO01-GATE | West Barron MC - Replace - SO01-GATE - V/LIFT GATE - Replacement & Refurbishment Life Strategy | 24.9886
2020 | 0000000767 | WAIE | 04-01 | 5121471 | BRI-DIST-MILL-IRR-MBS-BS01 | Millaroo BSTR - Refurbish - BS01 - BAL STORAGE ROAD RPR - Replace & Refurb Strategy & Irrig Com Strat (Item 11.0) | 25.3469
2020 | 0000000692 | WAIE | 04-01 | 5121472 | BRI-DIST-HAUG-IRR-HMC-SI32-GATE | Haughton MC - Refurbish - SI32-GATE - BATESCREW GATE 900 - Replacement & Refurbishment Life Strategy | 23.4112
2020 | 0000005179 | WBIG | 04-01 | 5123221 | BIA-ISIS-BSTR | Isis BSTR - Investigate - ISIS-BSTR - FIA FOR BSTR - Dam Safety Conditions - Referable Dams DS11 | 17.5934
2020 | 0000056412 | WAIE | 04-01 | 5130924 | BRI-DIST-CLAR-IRR-PSTNA-RM01-STK | Clare PSTN A - Inspect - RM01-STK - SURGE TANK INTRNL - Replacement & Refurbishment Life Strategy | 12.4003
2020 | 0000056130 | WBIC | 04-01 | 5131529 | LOW-CHB-PSTN-PUN1-DV | Copenhagen Bend PSTN - Refurbish - PUN1-DV - DISCH VLV - Irrigation Scheme Common Strategy (30Yr Pln) (Items 6.0 & 6.1) | 10.0428
2020 | 0000056131 | WBIC | 04-01 | 5131531 | LOW-CHB-PSTN-PUN2-DV | Copenhagen Bend PSTN - Refurbish - PUN2-DV - VLV & ACT - Irrigation Scheme Common Strategy (30Yr Pln) (Items 6.0 & 6.1) | 6.2537
2020 | 0000061798 | WBIG | 04-01 | 5131560 | BIA-BING-BMC-AC-AC09 | Bingera MC - Refurbish - AC-AC09 - RFRB SCRN BLST/PAINT - Irrigation Common Strategy (30Yr Pln) (Item 10.1) | 11.2745
2020 | 0000001335 | WABB | 04-01 | 5131567 | BDK-BDR-BFD-ELE-ELH-001-POT | Pole & Aerial Treatment (5 yearly below ground pole inspection & termite) | 23.2742
2020 | 0000001336 | WABB | 04-01 | 5131567 | BDK-BDR-BFD-ELE-ELH-002-POT | Pole & Aerial Treatment (5 yearly below ground pole inspection & termite) | 23.2742
2020 | 0000000745 | WAIE | 04-01 | 5132158 | BRI-DIST-HAUG-IRR-PSTN4_5-PUN5-PUMP | Tom Fenwick PSTN 4_5 - Refurbish - PUN5-PUMP - SEALS/IMPEL/BRNGS - Replacement & Refurbish Life Strategy | 124.9956
2020 | 0000004841 | WBIG | 04-01 | 5132488 | BIA-GIGI-MON-PSTNM-ELEC-SWBH | Monduran PSTN - Refurbish - ELEC-SWBH - SWITCHBOARD, LV - Replace & Refurb Strategy & Irrig Com Strat (Item 1.1) | 19.445
2020 | 0000004055 | WBIG | 04-01 | 5132489 | BIA-GIGI-MON-PSTNM-PUN3-MTOR | Monduran PSTN - Refurbish - PUN3-MTOR - ELECTRIC MOTOR - Replacement & Refurbishment Life Strategy | 72.7982
2020 | 0000004147 | WBIG | 04-01 | 5132492 | BIA-BING-PSTNBY-PUN2-MTOR | Bullyard PSTN - Refurbish - PUN2-MTOR - ELECTRIC MOTOR - Replacement & Refurbishment Life Strategy | 18.738
2020 | 0000004365 | WBIG | 04-01 | 5132499 | BIA-ISIS-PSTNDH-PUN3-MTOR | Dinner Hill PSTN - Refurbish - PUN3-MTOR - ELECTRIC MOTOR - Replacement & Refurbishment Life Strategy | 18.7298
2020 | 0000057029 | WMIM | 04-01 | 5133606 | MDA | Mareeba System - Investigate - MDA - MDA FENCE RFRB STDY - Material Project (QCA) Fencing Option Analysis AM11_G04 | 5.976
2020 | 0000047799 | WMIM | 04-01 | 5134558 | MDA-SWL-WR-EC-SOLA-GATE | Solanum Weir - Replace - SOLA-GATE - SLIDE GATE - Float Regulating Gate Refurbishment Strategy | 7.6687
2020 | 0000047881 | WMIM | 04-01 | 5134559 | MDA-SWL-WR-WR-COLL-ACT1 | Collins Weir - Replace - COLL-ACT1 - GATE ACTUATION - Float Regulating Gate Refurbishment Strategy | 31.0063
2020 | 0000005414 | WBIC | 04-01 | 5134619 | LOW-MRS-PSTN-ELEC-CNTL | Main Roads PSTN - Replace - ELEC-CNTL - PLC/SCADA SYS - Replace & Refurb Strategy & Irrig Com Strat (Item 1.0) | 61.8517
2020 | 0000057774 | WABB | 04-01 | 5138290 | BDK-BDR-CLW | Underwater inspection of outlet works | 26.9055
2020 | 0000057950 | WMIM | 04-01 | 5142111 | MDA-SWL-SWI-RELF-PSTNB-SWB | Price Creek B PSTN - Cond Ass - PSTNB-SWB - SWBD CA PROT SYS - HV/LV Installation/Maintenance & Inspections AM 26 | 14.3759
2020 | 0000058234 | WMIM | 04-01 | 5144544 | MDA-SWL-SWI-SW12-BP | South Walsh Ch SW12 - Refurbish - SW12-BP - REPAINT MTLWK - Replacement & Refurbishment Life Strategy | 19.9169
2020 | 0000048832 | WIBM | 04-01 | 5144870 | MAR-MRN-NTW | Study: WEIR PROGRAM - 5yr Dam Comprehensive Inspection | 18.9441
2020 | 0000058284 | WBBB | 04-01 | 5145264 | BUN-KOL-FHD | Review of Comprehensive Risk Assessment - Fred Haigh Dam | 160.3395
2020 | 0000003814 | WBIG | 04-01 | 5145336 | BIA-GIGI-MON-PSTNM-CRNE | Monduran PSTN - Inspect - STNM-CRNE - 7 YEARLY 3RD PARTY INSPECTION - Crane, Hoist & Winch Standard AM.05 | 23.4436
2020 | 0000049212 | WBIG | 04-01 | 5145820 | BIA-GIGI-MON-PSTNM-ELEC-CNTL | Monduran PSTN - Replace - ELEC-CNTL - RPLC SCADA COMPUTER - Replace & Refurb Strategy & Irrig Com Strat (Item 1.0) | 7.6252
2020 | 0000003884 | WBIG | 04-01 | 5145832 | BIA-ISIS-IMC-RG-RG02-GATE | Isis MC - Refurbish - RG02-GATE - REGULATOR GATE - Float Regulating Gate Refurbishment Strategy | 13.9695
2020 | 0000004331 | WBIG | 04-01 | 5145836 | BIA-WOON-PSTNWS-PUN1-MTOR | Woongarra PSTN - Refurbish - PUN1-MTOR - MOTOR, 200KW - Replacement & Refurbishment Life Strategy | 23.828
2020 | 0000058554 | WAIE | 04-01 | 5145848 | BRI-DIST-CLAR-IRR-PSTNA-PUN4-PUMP | Clare PSTN A - Refurbish - PUN4-PUMP - PUMP 4, 200MM SUB - Refer Options Study | 38.1119
2020 | 0000013779 | WAIE | 04-01 | 5145883 | BRI-DIST-CLAR-IRR-PSTNA-CNTL | Clare PSTN A - Replace - PSTNA-CNTL - PLC SCADA SPCS/DOCS - Replace & Refurb Strategy & Irrig Com Strat (Item 1.0) | 7.0095
2020 | 0000004992 | WBBU | 04-01 | 5145962 | UBP-NGO-WUR | Study: 20yr Dam Safety Review - Wuruma Dam | 343.5169
2020 | 0000056238 | WAIE | 04-01 | 5146072 | BRI-DIST-MILL-IRR-PSTNR-CNTL | Millaroo PSTN R - Replace - STNR-CNTL - PLC SCADA SUP/INSTL - Replace & Refurb Strategy & Irrig Com Strat (Item 1.0) | 71.7909
2020 | 0000065234 | WABB | 04-01 | 5152596 | BDK-BDR-CLW-ABT-ABR | Repair the shotcrete protection works near on right abutment and u/s undermining - Clare Weir (2013 DS Report 2.10.2) | 15.997
2020 | 0000071669 | WKBB | 04-01 | 5156574 | BBR-BKN-EUG-SPW-BDG-STR | Refurbish Spillway Bridge (Inc. patch paint the bottom girder and bearings of the bridge near right abutment) - Based on 2018 CA | 36.9775
2020 | 0000069516 | WLBC | 04-01 | 5156697 | CVA-DIVC-P001-FM-FMTR | Replace Flow Meter, 900DIA PA D/S with ATS4747 Compliant Meter - CVA PO01 | 46.5569
2020 | 0000002872 | WLBT | 04-01 | 5214622 | TMC-TMW-CNI | Study: 5yr Dam Comprehensive Inspection (by 1 Dec 2019). | 133.4367
2020 | 0000019573 | WLBN | 04-01 | 5158901 | NMA-NGA-FAI-SFC-LWS-002-DSS-PUA-003 | Replace Dosing Pump Unit No 3 (Chlorine) | 17.2487
2020 | 0000064340 | WMIM | 04-01 | 5206595 | MDA-SWL-SWI-MC-CK-CK27 | South Walsh MC - Refurbish - CK-CK27 - AMIL MDA-SGTE BLST & PAINT - Float Regulating Gate Refurbishment Strategy | 13.6157
2020 | 0000064341 | WMIM | 04-01 | 5206595 | MDA-SWL-SWI-MC-CK-CK31 | South Walsh MC - Refurbish - CK-CK31 - AMIL GTE BLST & PAINT - Float Regulating Gate Refurbishment Strategy | 13.6157
2020 | 0000064342 | WMIM | 04-01 | 5206595 | MDA-SWL-SWI-MC-CK-CK32 | South Walsh MC - Refurbish - CK-CK32 - AMIL GTE BLST & PAINT - Float Regulating Gate Refurbishment Strategy | 13.6157
2020 | 0000074586 | WMIM | 04-01 | 5159111 | MDA-SWL-SWI-MC-CR01-GATE | South Walsh MC - Refurbish - CR01-GATE - AMIL GTE BLST & PAINT - Float Regulating Gate Refurbish Strategy | 14.2183
2020 | 0000064357 | WMIM | 04-01 | 5159111 | MDA-SWL-SWI-MC-CR03-GATE | South Walsh MC - Refurbish - CR03-GATE - AMIL GTE BLST & PAINT - Float Regulating Gate Refurbish Strategy | 14.2183
2020 | 0000008154 | WMIM | 04-01 | 5159111 | MDA-SWL-SWI-MC-CR04-GATE | South Walsh MC - Refurbish - CR04-GATE - AMIL GTE BLST & PAINT - Float Regulating Gate Refurbish Strategy | 14.2183
2020 | 0000008155 | WMIM | 04-01 | 5159111 | MDA-SWL-SWI-MC-CR05-GATE | South Walsh MC - Refurbish - CR05-GATE - AMIL GTE BLST & PAINT - Float Regulating Gate Refurbish Strategy | 14.2183
2020 | 0000008156 | WMIM | 04-01 | 5159111 | MDA-SWL-SWI-MC-CR06-GATE | South Walsh MC - Refurbish - CR06-GATE - AMIL GTE BLST & PAINT - Float Regulating Gate Refurbish Strategy | 14.2183
2020 | 0000064358 | WMIM | 04-01 | 5159111 | MDA-SWL-SWI-MC-CR07-GATE | South Walsh MC - Refurbish - CR07-GATE - AMIL GTE BLST & PAINT - Float Regulating Gate Refurbish Strategy | 14.2183
2020 | 0000008159 | WMIM | 04-01 | 5159111 | MDA-SWL-SWI-MC-CR09-GATE | South Walsh MC - Refurbish - CR09-GATE - AMIL GTE BLST & PAINT - Float Regulating Gate Refurbish Strategy | 14.2183
2020 | 0000007973 | WMIM | 04-01 | 5159135 | MDA-WBA-MC-MC_B-CR09-GT02 | West Barron MC - Refurbish - CR09-GT02 - V/LIFT GATE - Replacement & Refurbishment Life Strategy | 26.3412
2020 | 0000007961 | WMIM | 04-01 | 5159135 | MDA-WBA-MC-MC_B-OVF-GT02 | West Barron MC - Refurbish - OVF-GT02 - V/LIFT GATE - Replacement & Refurbishment Life Strategy | 26.3412
2020 | 0000069981 | WLBD | 04-01 | 5159147 | DAW-DAR-NHW-WAW-WAR-FWY-VLV-VLR-001 | Refurbish: Blast and paint slide gate | 12.9948
2020 | 0000069982 | WLBD | 04-01 | 5159148 | DAW-DAR-NHW-WAW-WAR-FWY-VLV-VLR-002 | Refurbish: Blast and paint slide gate | 12.9948
2020 | 0000003160 | WLBD | 04-01 | 5159154 | DAW-MOS-PSTN-PUN2-PUMP | Refurbish Submersible Pump - PUN2 - Moss PSTN | 43.9736
2020 | 0000064409 | WLBC | 04-01 | 5159365 | CVA-KRC-KRM | 20 Dam Safety Review (to be done by 1st June 2020) | 356.606
2020 | 0000064411 | WLBT | 04-01 | 5159368 | TMC-TMW-CNI | Study: Comprehensive Risk Assessment | 149.9846
2020 | 0000055120 | WBBR | 04-01 | 5159634 | BBA-RED-OLS-VLV | Refurbish Valve Body, Wafer, Seat and Seals - Redgate Div Pipeline Outlet Valve | 26.6294
2020 | 0000004840 | WBBB | 04-01 | 5159643 | BUN-BUR-NCW-FWY-BKS-002 | Refurbish Baulk - paint & anodes, seals | 16.2489
2020 | 0000004872 | WBBB | 04-01 | 5159644 | BUN-BUR-NCW-FWY-GTE-002 | Refurbish Gate - paint & anodes, seals | 41.5832
2020 | 0000064446 | WKIA | 04-01 | 5159656 | ETO-OR-PSTN-CNTL | Oakenden PSTN - Replace - PSTN-CNTL - CNTL COMP RPLC - 'GHD Options Study Review Report' Doc Option #4 | 189.4079
2020 | 0000038575 | WKIA | 04-01 | 5159656 | ETO-OR-PSTN-SWB | Oakenden PSTN - Replace - PSTN-SWB - SWBD COMP RPLC - 'GHD Options Study Review Report' Doc Option #4 | 55.008
2020 | 0000064457 | WKIA | 04-01 | 5159792 | ETO-BR-BS1-FNCE | Brightley BSTR 1 - Refurbish - BS1-FNCE - FENCING REFURB - SunWater Fencing Policy PM.04 | 4.2767
2020 | 0000061115 | WAIE | 04-01 | 5159806 | BRI-DIST-GIRU-MO-M015 | Giru Benefitted Area - Replace - MO-M015 - L4755 PA 10931 O - 30y Irrigation Strategy (Item 4.0 & 4.1) AM14_S2 | 7.8633
2020 | 0000061116 | WAIE | 04-01 | 5159806 | BRI-DIST-GIRU-MO-M016 | Giru Benefitted Area - Replace - MO-M016 - 39111 PA 10932 O - 30y Irrigation Strategy (Item 4.0 & 4.1) AM14_S2 | 7.8633
2020 | 0000061117 | WAIE | 04-01 | 5159806 | BRI-DIST-GIRU-MO-M017 | Giru Benefitted Area - Replace - MO-M017 - 39127 PA 10922 O - 30y Irrigation Strategy (Item 4.0 & 4.1) AM14_S2 | 7.8633
2020 | 0000061118 | WAIE | 04-01 | 5159806 | BRI-DIST-GIRU-MO-M018 | Giru Benefitted Area - Replace - MO-M018 - 39113 PA 10374 O - 30y Irrigation Strategy (Item 4.0 & 4.1) AM14_S2 | 7.8633
2020 | 0000061119 | WAIE | 04-01 | 5159806 | BRI-DIST-GIRU-MO-M019 | Giru Benefitted Area - Replace - MO-M019 - L35506 PA 10391 O - 30y Irrigation Strategy (Item 4.0 & 4.1) AM14_S2 | 7.8633
2020 | 0000061120 | WAIE | 04-01 | 5159806 | BRI-DIST-GIRU-MO-M020 | Giru Benefitted Area - Replace - MO-M020 - L39141 PA 10383 B - 30y Irrigation Strategy (Item 4.0 & 4.1) AM14_S2 | 7.8633
2020 | 0000061121 | WAIE | 04-01 | 5159806 | BRI-DIST-GIRU-MO-M021 | Giru Benefitted Area - Replace - MO-M021 - L35509 PA 10385 B - 30y Irrigation Strategy (Item 4.0 & 4.1) AM14_S2 | 7.8633
2020 | 0000061124 | WAIE | 04-01 | 5159806 | BRI-DIST-GIRU-MO-M031 | Giru Benefitted Area - Replace - MO-M031 - L42723 PA 10381 O - 30y Irrigation Strategy (Item 4.0 & 4.1) AM14_S2 | 7.8633
2020 | 0000061125 | WAIE | 04-01 | 5159806 | BRI-DIST-GIRU-MO-M032 | Giru Benefitted Area - Replace - MO-M032 - L34966 PA 10999 B - 30y Irrigation Strategy (Item 4.0 & 4.1) AM14_S2 | 7.8633
2020 | 0000061126 | WAIE | 04-01 | 5159806 | BRI-DIST-GIRU-MO-M040 | Giru Benefitted Area - Replace - MO-M040 - L35558 PA 10946 B - 30y Irrigation Strategy (Item 4.0 & 4.1) AM14_S2 | 7.8633
2020 | 0000061127 | WAIE | 04-01 | 5159806 | BRI-DIST-GIRU-MO-M041 | Giru Benefitted Area - Replace - MO-M041 - L39822 PA 10907 B - 30y Irrigation Strategy (Item 4.0 & 4.1) AM14_S2 | 7.8633
2020 | 0000061128 | WAIE | 04-01 | 5159806 | BRI-DIST-GIRU-MO-M043 | Giru Benefitted Area - Replace - MO-M043 - L35555 PA 10949 B - 30y Irrigation Strategy (Item 4.0 & 4.1) AM14_S2 | 7.8633
2020 | 0000061132 | WAIE | 04-01 | 5159806 | BRI-DIST-GIRU-MO-M053 | Giru Benefitted Area - Replace - MO-M053 - L35618 PA 11765 B - 30y Irrigation Strategy (Item 4.0 & 4.1) AM14_S2 | 7.8633
2020 | 0000061136 | WAIE | 04-01 | 5159806 | BRI-DIST-GIRU-MO-M061 | Giru Benefitted Area - Replace - MO-M061 - L39197 PA 10991 O - 30y Irrigation Strategy (Item 4.0 & 4.1) AM14_S2 | 7.8633
2020 | 0000061137 | WAIE | 04-01 | 5159806 | BRI-DIST-GIRU-MO-M063 | Giru Benefitted Area - Replace - MO-M063 - L39147 PA 11947 O - 30y Irrigation Strategy (Item 4.0 & 4.1) AM14_S2 | 7.8633
2020 | 0000061138 | WAIE | 04-01 | 5159806 | BRI-DIST-GIRU-MO-M064 | Giru Benefitted Area - Replace - MO-M064 - L39148 PA 11948 O - 30y Irrigation Strategy (Item 4.0 & 4.1) AM14_S2 | 7.8633
2020 | 0000006501 | WKBB | 04-01 | 5159819 | BBR-BKN-EUG | Study: 20yr Dam Safety Review including anchor pull-out test and intrusive inspection (by 30 June 2020) | 357.0797
2020 | 0000057340 | WAIE | 04-01 | 5159834 | BRI-DIST-BARR-IRR-BA5-RG61-GATE | Barratta Ch Ba5 - Refurbish - RG61-GATE - REGULATING GATE - Float Regulating Gate Refurbishment Strategy | 20.8967
2020 | 0000057341 | WAIE | 04-01 | 5159834 | BRI-DIST-BARR-IRR-BA5-RG62-GATE | Barratta Ch Ba5 - Refurbish - RG62-GATE - REGULATING GATE - Float Regulating Gate Refurbishment Strategy | 20.8967
2020 | 0000057342 | WAIE | 04-01 | 5159834 | BRI-DIST-BARR-IRR-BA5-RG63-GATE | Barratta Ch Ba5 - Refurbish - RG63-GATE - REGULATING GATE - Float Regulating Gate Refurbishment Strategy | 20.8967
2020 | 0000000642 | WAIE | 04-01 | 5159834 | BRI-DIST-BARR-IRR-BA8_1-RG81-GATE | Barratta Ch Ba8 - Refurbish - RG81-GATE - GATE BRNG/SEALS/SENS - Float Regulating Gate Refurbishment Strategy | 20.8967
2020 | 0000000695 | WAIE | 04-01 | 5159834 | BRI-DIST-BARR-IRR-BA8-RG76-GATE | Barratta Ch Ba8 - Refurbish - RG76-GATE - GATE BRNG/SEALS/SENS - Float Regulating Gate Refurbishment Strategy | 20.8967
2020 | 0000000700 | WAIE | 04-01 | 5159834 | BRI-DIST-BARR-IRR-BMC-RG28-GATE | Barratta MC - Refurbish - RG28-GATE - PAINT/BRNG/SEALS - Float Regulating Gate Refurbishment Strategy | 20.8967
2020 | 0000038587 | WKIA | 04-01 | 5159837 | ETO-OR-PSTN-SWCB | Oakenden PSTN - Replace - PSTN-SWCB - REPLACE CABLE - Replace & Refurb Strategy & Irrig Com Strat (Item 1.2) | 67.4208
2020 | 0000057363 | WAIE | 04-01 | 5159872 | BRI-DIST-ELLT-IRR-PSTN-PW01-SCRN | Elliot PSTN - Refurbish - PW01-SCRN - TRASH SCREEN - Irrigation Scheme Common Strategy (30Yr Pln) (Item 10.1) | 12.7906
2020 | 0000001049 | WAIE | 04-01 | 5159884 | BRI-DIST-ELLT-IRR-E1_1_1-OVF-OVF1 | Elliot Ch E1 - Refurbish - OVF-OVF1 - REF METALWORK GTE SEALS - Irrigation Common Strategy (30Yr Pln) (Item 8.1) | 7.7215
2020 | 0000000902 | WAIE | 04-01 | 5159889 | BRI-DIST-BARR-IRR-BMC-SI01-VLVE | Barratta MC - Refurbish - SI01-VLVE - INSP/RPR 1200DIA VLV - Irrigation Scheme Common Strategy (30Yr Pln) (Items 6.0 & 6.1) | 30.7572
2020 | 0000000730 | WAIE | 04-01 | 5159932 | BRI-DIST-CLAR-IRR-PSTNR-PUN1-PUMP | Clare PSTN R - Refurbish - PUN1-PUMP - PUMP - Replacement & Refurbishment Life Strategy | 16.7498
2020 | 0000013999 | WAIE | 04-01 | 5159935 | BRI-DIST-MILL-IRR-CH15-RG02-GATE | Millaroo Ch 15 - Refurbish - RG02-GATE - REGULATING GATE - Float Regulating Gate Refurbishment Strategy | 12.8258
2020 | 0000057846 | WAIE | 04-01 | 5159937 | BRI-DIST-MILL-IRR-PSTNA-HSTL-HOST | Millaroo PSTN A - Refurbish - HSTL-HOST - HOIST - Replacement & Refurb Strategy , Crane, Hoist & Winch Sty AM.05 | 13.533
2020 | 0000001051 | WAIE | 04-01 | 5159969 | BRI-DIST-BARR-IRR-BA6-IS01 | Barratta Ch Ba6 - Refurbish - BA6-IS01 - REF STRUC 2534.5 MTLK & GTE - Replacement & Refurbishment Life Strategy | 7.6352
2020 | 0000001053 | WAIE | 04-01 | 5159969 | BRI-DIST-BARR-IRR-BMC-CO02 | Barratta MC - Refurbish - BMC-CO02 - GATE ACT/MTLWK/PTWKS - Replacement & Refurbishment Life Strategy | 7.6352
2020 | 0000001055 | WAIE | 04-01 | 5159969 | BRI-DIST-BARR-IRR-BMC-CO04 | Barratta MC - Refurbish - BMC-CO04 - GATE ACT/MTLWK/PTWKS - Replacement & Refurbishment Life Strategy | 7.6352
2020 | 0000001052 | WAIE | 04-01 | 5159969 | BRI-DIST-BARR-IRR-BMC-OVF-OV09 | Barratta MC - Refurbish - OVF-OV09 - GATE ACT/MTLWK/PTWKS - Replacement & Refurbishment Life Strategy | 7.6352
2020 | 0000014950 | WAIE | 04-01 | 5159975 | BRI-DIST-GIRU-REED-PSTN-PW-CNTL | Reed Beds PSTN - Replace - PW-CNTL - CONTROL EQUIPMENT - Replace & Refurb Strategy & Irrig Com Strat (Item 1.0) | 26.8727
2020 | 0000013818 | WAIE | 04-01 | 5160206 | BRI-DIST-CLAR-IRR-PSTNB-PUN1-PUMP | Clare PSTN B - Replace - PUN1-PUMP - SUBMERSIBLE PUMP NO 1 - Replacement & Refurbishment Life Strategy | 103.2375
2020 | 0000013820 | WAIE | 04-01 | 5160208 | BRI-DIST-CLAR-IRR-PSTNB-PUN2-PUMP | Clare PSTN B - Replace - PUN2-PUMP - SUBMERSIBLE PUMP NO 2 - Replacement & Refurbishment Life Strategy | 107.8059
2020 | 0000052676 | WAIE | 04-01 | 5160210 | BRI-DIST-CLAR-IRR-PSTNB-SWB | Clare PSTN B - Replace - PSTNB-SWB - INSTL & COMMISSION - Replace & Refurb Strategy & Irrig Com Strat (Item 1.1) | 111.0085
2020 | 0000049768 | WAIE | 04-01 | 5160212 | BRI-DIST-GIRU-GRWR | Giru Weir - Inspect - GIRU-GRWR - WEIR AMTD 15.6K - Five Yearly Detailed Condition Assessment and Report AM21_G4 | 22.7531
2020 | 0000000637 | WAIE | 04-01 | 5160213 | BRI-DIST-HAUG-IRR-PSTN1-PUN2-MTOR | Tom Fenwick PSTN 1 - Refurbish - PUN2-MTOR - RPLC ZORC PUN !/2 - Replacement & Refurbishment Life Strategy | 39.9367
2020 | 0000064548 | WKBB | 04-01 | 5160227 | BBR-BKN-EUG | Study: 5yr Dam Comprehensive Inspection (by 1 Oct 2019) | 142.9359
2020 | 0000060791 | WMIM | 04-01 | 5160229 | MDA-BIB-IRR-B03-MO-M001 | Biboohra Ch BD03 - Replace - MO-M001 - METER AT 742 45.72M R - 30y Irrigation Strategy (Item 4.0 & 4.1) AM14_S2 | 22.3905
2020 | 0000060792 | WMIM | 04-01 | 5160229 | MDA-BIB-IRR-B04-DL01 | Biboohra Ch BD04 - Replace - B04-DL01 - METER AT 259.8M R - 30y Irrigation Strategy (Item 4.0 & 4.1) AM14_S2 | 31.6693
2020 | 0000060793 | WMIM | 04-01 | 5160229 | MDA-BIB-IRR-MC-MO-M003 | Biboohra MC - Replace - MO-M003 - METER AT 10508.02M R - 30y Irrigation Strategy (Item 4.0 & 4.1) AM14_S2 | 31.6693
2020 | 0000060794 | WMIM | 04-01 | 5160229 | MDA-BIB-IRR-MC-MO-M004 | Biboohra MC - Replace - MO-M004 - METER AT 11117.53M R - 30y Irrigation Strategy (Item 4.0 & 4.1) AM14_S2 | 52.9429
2020 | 0000060795 | WMIM | 04-01 | 5160229 | MDA-BIB-IRR-MC-MO-M006 | Biboohra MC - Replace - MO-M006 - METER AT 547.12M L - 30y Irrigation Strategy (Item 4.0 & 4.1) AM14_S2 | 22.0064
2020 | 0000060796 | WMIM | 04-01 | 5160229 | MDA-BIB-IRR-MC-MO-M008 | Biboohra MC - Replace - MO-M008 - METER AT 1426.77M - 30y Irrigation Strategy (Item 4.0 & 4.1) AM14_S2 | 22.0064
2020 | 0000060797 | WMIM | 04-01 | 5160229 | MDA-BIB-IRR-MC-MO-M009 | Biboohra MC - Replace - MO-M009 - METER AT 1884.84M R - 30y Irrigation Strategy (Item 4.0 & 4.1) AM14_S2 | 22.0064
2020 | 0000060799 | WMIM | 04-01 | 5160229 | MDA-BIB-IRR-MC-MO-M011 | Biboohra MC - Replace - MO-M011 - METER AT 2225.91M R - 30y Irrigation Strategy (Item 4.0 & 4.1) AM14_S2 | 22.0064
2020 | 0000008630 | WMIM | 04-01 | 5160251 | MDA-MAR-IRR-M15_2-P002 | Mareeba Ch M15 - Investigate - 15_2-P002 - RPLC BUS CASE M15 - Material Project (QCA) Options Analysis AM11_G04 | 13.1173
2020 | 0000006765 | WKBP | 04-01 | 5160283 | PIO-PCP-PWK | Refurbish: Palmtree Ck Pipeline- Refurbish pipeline protection works adjacent to Teemburra Dam Access Road. | 13.6344
2020 | 0000039867 | WKBP | 04-01 | 5160284 | PIO-GSTN-002-RAD | Replace Radio System - Teemburra dam OWKS VHF/UHF radio interface | 12.6037
2020 | 0000005184 | WBBB | 04-01 | 5160286 | BUN-KOL-BUC | Study: WEIR PROGRAM - 5yr Dam Comprehensive Inspection - Civil, Mech & Elec (2019 calendar year) | 24.1589
2020 | 0000005891 | WKBE | 04-01 | 5160302 | KIN-LCY-KID-OWK-002-ILT-LAD | Replace lower level handrails and platforms with non-corrosive metal items when access becomes available (P2) | 18.8603
2020 | 0000019574 | WLBN | 04-01 | 5160304 | NMA-NGA-FAI-SFC-LWS-002-CNL | Prepare Business Case for control program upgrade | 165.1893
2020 | 0000064574 | WKBB | 04-01 | 5160335 | BBR-GOSS | Study: 5yr dam Comprehensive Inspection - GOSS | 38.1744
2020 | 0000055001 | WLBN | 04-01 | 5160407 | NMA-NGA-FAI-OWK-002-ILT-BDG | Repair pier headstock, underside of the deck and bridge surface, as per Cardno report. (2011 DS Report 4.3.2b) | 34.421
2020 | 0000060331 | WLIW | 04-01 | 5160441 | EME-SEL-IRR-SMC-MO-4792 | Selma MC - Replace - MO-4792 - M/O AT 38142.67R - 30y Irrigation Strategy (Item 4.0 & 4.1) AM14_S2 | 49.7712
2020 | 0000021352 | WLIW | 04-01 | 5160442 | EME-SEL-IRR-SMC-RG-RG01-GATE1-CNTL | Selma MC - Replace - CNTL - GATE 1 (LEFT, MSTR) - Replace & Refurb Strategy & Irrig Com Strat (Item 1.0) | 34.2479
2020 | 0000021353 | WLIW | 04-01 | 5160442 | EME-SEL-IRR-SMC-RG-RG01-GATE2-CNTL | Selma MC - Replace - CNTL - GATE 2 (C/LEFT) SLV - Replace & Refurb Strategy & Irrig Com Strat (Item 1.0) | 34.2479
2020 | 0000021354 | WLIW | 04-01 | 5160442 | EME-SEL-IRR-SMC-RG-RG01-GATE3-CNTL | Selma MC - Replace - CNTL - GATE 3 (C/RIGHT) SLV - Replace & Refurb Strategy & Irrig Com Strat (Item 1.0) | 34.2479
2020 | 0000021355 | WLIW | 04-01 | 5160442 | EME-SEL-IRR-SMC-RG-RG01-GATE4-CNTL | Selma MC - Replace - CNTL - GATE 4 (RIGHT) SLV - Replace & Refurb Strategy & Irrig Com Strat (Item 1.0) | 34.2479
2020 | 0000002775 | WLBN | 04-01 | 5160443 | NMA-NGA-FAI-SFC-LWS-002-PUA-002 | Replace Transfer Pump No. 2 at WTP | 15.6251
2020 | 0000002611 | WLBN | 04-01 | 5160451 | NMA-MCK-BNW-OWS-001-ILS-BKS | Refurbish Baulks - paint & anodes (2013 DS Report 2.9.1) | 22.5147
2020 | 0000008470 | WMBM | 04-01 | 5160632 | TIN-BRN-TID-ELE-CNL-002 | Replace switchboard - Tinaroo Falls Dam Irrigation outlet (refer also item 1.8.) | 16.6292
2020 | 0000046001 | WMIM | 04-01 | 5160763 | MDA-SOU-IRR-MC-CK-CK17-CNTL | Southedge MC - Replace - CK17-CNTL - RPLC CONT EQUIP - Replace & Refurb Strategy & Irrig Com Strat (Item 1.0) | 29.2973
2020 | 0000042037 | WMIM | 04-01 | 5160763 | MDA-WBA-BSTR-CR01-INTL-CNTL | West Barron BSTR - Replace - INTL-CNTL - RPLC CONT EQUIP - Replace & Refurb Strategy & Irrig Com Strat (Item 1.0) | 29.2973
2020 | 0000053291 | WMIM | 04-01 | 5160772 | MDA-MAR-IRR-MC-CO-SWAY | Mareeba MC - Replace - CO-SWAY - HNDRLS, WLKWYS, STAIRS - Irrigation Commi Strategy (30Yr Pln) (Item 10.0) | 7.398
2020 | 0000058235 | WMIM | 04-01 | 5160774 | MDA-SOU-IRR-MC-AC-AC25 | Southedge MC - Refurbish - AC-AC25 - ACCESS BRIDGE 52025.30M - Irrigation Common Strategy (30Yr Pln) (Item 8.1) | 16.4843
2020 | 0000003914 | WBIC | 04-01 | 5160900 | LOW-WPS-WPMC-RG-RG01-GATE | Walker Point System - Refurbish - RG01-GATE - REGULATOR GATE - Float Regulating Gate Refurbishment Strategy | 38.1446
2020 | 0000056392 | WBIC | 04-01 | 5160911 | LOW-OW-PSTN-PUN2-MTOR | Owanyilla PSTN - Refurbish - PUN2-MTOR - ELECTRIC MOTOR - Replacement & Refurbishment Life Strategy | 75.5452
2020 | 0000056393 | WBIC | 04-01 | 5160911 | LOW-OW-PSTN-PUN2-PUMP | Owanyilla PSTN - Refurbish - PUN2-PUMP - PUMP - Replacement & Refurbishment Life Strategy | 203.4174
2020 | 0000056394 | WBIC | 04-01 | 5160911 | LOW-OW-PSTN-PUN2-SV | Owanyilla PSTN - Refurbish - PUN2-SV - SUCTION VALVE - Irrigation Scheme Common Strategy (30Yr Pln) (Items 6.0 & 6.1) | 27.6897
2020 | 0000064842 | WBIC | 04-01 | 5160925 | LOW-CHB-C1-MO-0009 | Copenhagen Bend Distrib - Replace - MO-0009 - METER 150MM - 30y Irrigation Strategy (Item 4.0 & 4.1) AM14_S2 | 10.3054
2020 | 0000064844 | WBIC | 04-01 | 5160925 | LOW-CHB-C1-MO-0010 | Copenhagen Bend Distrib - Replace - MO-0010 - METER 150MM - 30y Irrigation Strategy (Item 4.0 & 4.1) AM14_S2 | 10.3054
2020 | 0000064845 | WBIC | 04-01 | 5160925 | LOW-CHB-C1-MO-0012 | Copenhagen Bend Distrib - Replace - MO-0012 - METER 100MM - 30y Irrigation Strategy (Item 4.0 & 4.1) AM14_S2 | 10.3054
2020 | 0000064847 | WBIC | 04-01 | 5160925 | LOW-CHB-C1-MO-0013 | Copenhagen Bend Distrib - Replace - MO-0013 - METER 100MM - 30y Irrigation Strategy (Item 4.0 & 4.1) AM14_S2 | 10.3054
2020 | 0000003909 | WBIC | 04-01 | 5160944 | LOW-OW-PSTN-INLT-BGTE | Owanyilla PSTN - Refurbish - INLT-BGTE - BULKHEAD GATE - Replacement & Refurbishment Life Strategy | 11.0958
2020 | 0000005445 | WBIC | 04-01 | 5160947 | LOW-CHB-PSTN-PWLL-SCRN | Copenhagen Bend PSTN - Refurbish - PWLL-SCRN - SCREEN - Irrigation Scheme Common Strategy (30Yr Pln) (Item 10.1) | 13.4198
2020 | 0000005446 | WBIC | 04-01 | 5160948 | LOW-MRS-PSTN-BLDG-STRU | Main Roads PSTN - Refurbish - BLDG-STRU - BLD STRUCTURE - Irrigation Scheme Common Strategy (30Yr Pln) (Item 14.1) | 8.1061
2020 | 0000059293 | WBIG | 04-01 | 5160987 | BIA-GIGI-GGM-MO-0002 | Gin Gin MC - Replace - MO-0002 - METER AT 24106.32M L - 30y Irrigation Strategy (Item 4.0 & 4.1) AM14_S2 | 7.5148
2020 | 0000059294 | WBIG | 04-01 | 5160987 | BIA-GIGI-GGM-MO-0003 | Gin Gin MC - Replace - MO-0003 - METER AT 24606.00M L - 30y Irrigation Strategy (Item 4.0 & 4.1) AM14_S2 | 7.5148
2020 | 0000059295 | WBIG | 04-01 | 5160987 | BIA-GIGI-GGM-MO-0005 | Gin Gin MC - Replace - MO-0005 - METER AT 26756.00M L - 30y Irrigation Strategy (Item 4.0 & 4.1) AM14_S2 | 7.5148
2020 | 0000059296 | WBIG | 04-01 | 5160987 | BIA-GIGI-GGM-MO-0006 | Gin Gin MC - Replace - MO-0006 - METER AT 28185.04M L - 30y Irrigation Strategy (Item 4.0 & 4.1) AM14_S2 | 7.5148
2020 | 0000059297 | WBIG | 04-01 | 5160987 | BIA-GIGI-GGM-MO-CTW | Gin Gin MC - Replace - MO-CTW - METER AT 16060.0M R - 30y Irrigation Strategy (Item 4.0 & 4.1) AM14_S2 | 7.5148
2020 | 0000003827 | WBIG | 04-01 | 5160999 | BIA-BING-BMC-RG-RG01-GATE | Bingera MC - Refurbish - RG01-GATE - RFRB PNT/ANODE/BRNGS - Float Regulating Gate Refurbishment Strategy | 15.1908
2020 | 0000003831 | WBIG | 04-01 | 5160999 | BIA-BING-BMC-RG-RG04-GATE | Bingera MC - Refurbish - RG04-GATE - RFRB PNT/ANODE/BRNGS - Float Regulating Gate Refurbishment Strategy | 15.1908
2020 | 0000056060 | WBIG | 04-01 | 5161019 | BIA-GIGI-BERR-BEM-FM-FMTR | Gin Gin Ch BEM - Replace - FM-FMTR - FLOW METER, ULTS - 30y Irrigation Strategy (Item 4.0 & 4.1) AM14_S2 | 13.4039
2020 | 0000056061 | WBIG | 04-01 | 5161019 | BIA-GIGI-SAGN-SMC-FM-FMTR | St Agnes MC - Replace - FM-FMTR - FLOW METER, ULTS - 30y Irrigation Strategy (Item 4.0 & 4.1) AM14_S2 | 13.4039
2020 | 0000056062 | WBIG | 04-01 | 5161019 | BIA-GIGI-TIRR-TMC-FM-FMTR | Tirroan MC - Replace - FM-FMTR - FLOW METER, ULTS - 30y Irrigation Strategy (Item 4.0 & 4.1) AM14_S2 | 13.4039
2020 | 0000004557 | WBIG | 04-01 | 5161023 | BIA-GIGI-MON-PSTNM-PUN1-PUMP | Monduran PSTN - Refurbish - PUN1-PUMP - PUMP - Replacement & Refurbishment Life Strategy | 69.1569
2020 | 0000057373 | WBIG | 04-01 | 5161024 | BIA-BING-PSTNBY-ELEC-SWB | Bullyard PSTN - Investigate - ELEC-SWB - SWBD OPTIONS & BSN CASE - Material Project (QCA) Options Analysis AM11_G04 | 12.8598
2020 | 0000028902 | WBIG | 04-01 | 5161026 | BIA-WOON-WMC-DO-D002-SCRN | Woongarra MC - Replace - D002-SCRN - SCREEN 14867.67M - Irrigation Scheme Common Strategy (30Yr Pln) (Item 10.1) | 15.2595
2020 | 0000004578 | WBIG | 04-01 | 5161027 | BIA-BING-PSTNBY-PUN2-NRV | Bullyard PSTN - Refurbish - PUN2-NRV - REFLUX VALVE - Replace & Refurb Strategy & Irrig Com Strat (Item 6.0) | 10.4771
2020 | 0000004476 | WBIG | 04-01 | 5161029 | BIA-ISIS-PSTNQP-PUN5-MTOR | Quart Pot PSTN - Refurbish - PUN5-MTOR - DEWATERING PMP MTR - Replacement & Refurbishment Life Strategy | 6.2068
2020 | 0000004659 | WBIG | 04-01 | 5161029 | BIA-ISIS-PSTNQP-PUN5-PUMP | Quart Pot PSTN - Refurbish - PUN5-PUMP - DEWATERING PUMP - Replacement & Refurbishment Life Strategy | 6.2068
2020 | 0000004591 | WBIG | 04-01 | 5161034 | BIA-GOOB-GMC-SI-SI01-BG | Gooburrum MC - Refurbish - SI01-BG - BULKHEAD GATE GUIDES - Replacement & Refurbishment Life Strategy | 3.642
2020 | 0000004592 | WBIG | 04-01 | 5161034 | BIA-GOOB-GMC-SI-SI03-BG | Gooburrum MC - Refurbish - SI03-BG - BULKHEAD GATE GUIDES - Replacement & Refurbishment Life Strategy | 3.642
2020 | 0000003862 | WBIG | 04-01 | 5161034 | BIA-GOOB-PSTN-INLT-BGTE | Gooburrum PSTN - Refurbish - INLT-BGTE - BULKHEAD GATE - Replacement & Refurbishment Life Strategy | 9.3626
2020 | 0000004635 | WBIG | 04-01 | 5161036 | BIA-ISIS-PSTNDB-AC-MWK | Don Beattie PSTN - Refurbish - AC-MWK - BLST/PAIN MTLWK - Irrigation Scheme Common Strategy (30Yr Pln) (Item 10.0) | 37.9489
2020 | 0000005079 | WBIG | 04-01 | 5161036 | BIA-ISIS-PSTNDB-FM-STRU | Don Beattie PSTN - Refurbish - FM-STRU - BLAST PAINT (FLMTR PIT) - Replacement & Refurbishment Life Strategy | 37.9489
2020 | 0000005424 | WBIG | 04-01 | 5161036 | BIA-ISIS-PSTNDB-INLT-STRU | Don Beattie PSTN - Refurbish - INLT-STRU - RFRB LADDERS - Replacement & Refurbishment Life Strategy | 37.9489
2020 | 0000004630 | WBIG | 04-01 | 5161036 | BIA-ISIS-PSTNDB-P-0001 | Don Beattie PSTN - Refurbish - P-0001 - CLN & PAINT (WTHN PSTN) - Irrigation Scheme Common Strategy (30Yr Pln) (Item 3.3) | 37.9489
2020 | 0000004631 | WBIG | 04-01 | 5161036 | BIA-ISIS-PSTNDB-P-0002 | Don Beattie PSTN - Refurbish - P-0002 - BLAST PAINT (ABVE GRND) - Irrigation Scheme Common Strategy (30Yr Pln) (Item 3.3) | 37.9489
2020 | 0000004632 | WBIG | 04-01 | 5161036 | BIA-ISIS-PSTNDB-P-0002 | Don Beattie PSTN - Refurbish - P-0002 - BLAST PAINT (WTHN PSTN) - Irrigation Scheme Common Strategy (30Yr Pln) (Item 3.3) | 37.9489
2020 | 0000004834 | WBIG | 04-01 | 5161036 | BIA-ISIS-PSTNDB-P-0003 | Don Beattie PSTN - Refurbish - P-0003 - EXT BLST & PAINT - Replacement & Refurbishment Life Strategy | 37.9489
2020 | 0000004625 | WBIG | 04-01 | 5161042 | BIA-ISIS-PSTNDH-PUN3-DV | Dinner Hill PSTN - Refurbish - PUN3-DV - RFRB SLS/BRGS/ACT - Irrigation Scheme Common Strategy (30Yr Pln) (Items 6.0 & 6.1) | 7.3554
2020 | 0000004626 | WBIG | 04-01 | 5161042 | BIA-ISIS-PSTNDH-PUN3-PUMP | Dinner Hill PSTN - Refurbish - PUN3-PUMP - PUMP - Replacement & Refurbishment Life Strategy | 17.1085
2020 | 0000004627 | WBIG | 04-01 | 5161042 | BIA-ISIS-PSTNDH-PUN3-SV | Dinner Hill PSTN - Refurbish - PUN3-SV - SUCTION VALVE - Irrigation Scheme Common Strategy (30Yr Pln) (Items 6.0 & 6.1) | 7.3554
2020 | 0000004638 | WBIG | 04-01 | 5161045 | BIA-ISIS-PSTNDB-PUN1-SV | Don Beattie PSTN - Refurbish - PUN1-SV - SUCTION VALVE - Irrigation Scheme Common Strategy (30Yr Pln) (Items 6.0 & 6.1) | 11.6985
2020 | 0000004642 | WBIG | 04-01 | 5161045 | BIA-ISIS-PSTNDB-PUN2-SV | Don Beattie PSTN - Refurbish - PUN2-SV - SUCTION VALVE - Irrigation Scheme Common Strategy (30Yr Pln) (Items 6.0 & 6.1) | 11.6985
2020 | 0000004641 | WBIG | 04-01 | 5161047 | BIA-ISIS-PSTNDB-PUN2-PUMP | Don Beattie PSTN - Refurbish - PUN2-PUMP - PUMP - Replacement & Refurbishment Life Strategy | 59.2229
2020 | 0000004646 | WBIG | 04-01 | 5161050 | BIA-ISIS-PSTNNG-PUN1-PUMP | North Gregory PSTN - Refurbish - PUN1-PUMP - PUMP - Replacement & Refurbishment Life Strategy | 11.0613
2020 | 0000004647 | WBIG | 04-01 | 5161050 | BIA-ISIS-PSTNNG-PUN2-DV | North Gregory PSTN - Refurbish - PUN2-DV - DISCHARGE VLV - Irrigation Scheme Common Strategy (30Yr Pln) (Items 6.0 & 6.1) | 11.0613
2020 | 0000004648 | WBIG | 04-01 | 5161050 | BIA-ISIS-PSTNNG-PUN2-PUMP | North Gregory PSTN - Refurbish - PUN2-PUMP - PUMP - Replacement & Refurbishment Life Strategy | 11.0613
2020 | 0000028998 | WBIG | 04-01 | 5161053 | BIA-WOON-PSTNW-CWS-CWU1 | Woongarra PSTN - Replace - CWS-CWU1 - COOLING WATER UNIT 1 - Replacement & Refurbishment Life Strategy | 21.1666
2020 | 0000028999 | WBIG | 04-01 | 5161053 | BIA-WOON-PSTNW-CWS-CWU2 | Woongarra PSTN - Replace - CWS-CWU2 - COOLING WATER UNIT 2 (SP) - Replacement & Refurbishment Life Strategy | 21.1666
2020 | 0000029000 | WBIG | 04-01 | 5161053 | BIA-WOON-PSTNW-CWS-CWU3 | Woongarra PSTN - Replace - CWS-CWU3 - COOLING WATER UNIT 3 - Replacement & Refurbishment Life Strategy | 21.1666
2020 | 0000004577 | WBIG | 04-01 | 5161055 | BIA-BING-PSTNBY-PUN2-PUMP | Bullyard PSTN - Refurbish - PUN2-PUMP - PUMP - Replacement & Refurbishment Life Strategy | 35.242
2020 | 0000057367 | WBIG | 04-01 | 5161056 | BIA-BING-PSTNBC-PUN1-MOST | Bucca PSTN - Replace - PUN1-MOST - MOTOR SOFT STR - Replace & Refurb Strategy & Irrig Com Strat (Item 1.2) | 31.7592
2020 | 0000057368 | WBIG | 04-01 | 5161056 | BIA-BING-PSTNBC-PUN2-MOST | Bucca PSTN - Replace - PUN2-MOST - MOTOR SOFT STR - Replace & Refurb Strategy & Irrig Com Strat (Item 1.2) | 31.7592
2020 | 0000004649 | WBIG | 04-01 | 5161059 | BIA-ISIS-PSTNQP-ELEC-SWB1 | Quart Pot PSTN - Refurbish - ELEC-SWB1 - RFRB SWBD & CB'S - Replace & Refurb Strategy & Irrig Com Strat (Item 1.1) | 17.3965
2020 | 0000004610 | WBIG | 04-01 | 5161063 | BIA-WOON-PSTNWS-PUN1-DV | Woongarra PSTN - Refurbish - PUN1-DV - DISCHARGE VALVE - Irrigation Scheme Common Strategy (30Yr Pln) (Items 6.0 & 6.1) | 10.6272
2020 | 0000004611 | WBIG | 04-01 | 5161063 | BIA-WOON-PSTNWS-PUN1-SV | Woongarra PSTN - Refurbish - PUN1-SV - SUCTION VALVE - Irrigation Scheme Common Strategy (30Yr Pln) (Items 6.0 & 6.1) | 10.6272
2020 | 0000004593 | WBIG | 04-01 | 5161067 | BIA-GOOB-PSTN-INLT-SCRN | Gooburrum PSTN - Refurbish - INLT-SCRN - SCREEN - Irrigation Scheme Common Strategy (30Yr Pln) (Item 10.1) | 13.2135
2020 | 0000004915 | WBIG | 04-01 | 5161069 | BIA-WOON-WMC-AC-AC06-BG | Woongarra MC - Refurbish - AC06-BG - BULKHEAD GATE SLIDES - Replacement & Refurbishment Life Strategy | 5.5417
2020 | 0000030805 | WBIG | 04-01 | 5161070 | BIA-ISIS-PSTNNG-PUN1-NRV | North Gregory PSTN - Replace - PUN1-NRV - REFLUX VALVE - Replace & Refurb Strategy & Irrig Com Strat (Item 6.0) | 18.5241
2020 | 0000003825 | WBIG | 04-01 | 5161184 | BIA-BING-BMC-FNCE | Bingera MC - Refurbish - BMC-FNCE - FENCING REFURB - SunWater Fencing Policy PM.04 | 35.1982
2020 | 0000003812 | WBIG | 04-01 | 5161185 | BIA-GIGI-GGM-FNCE-FN04 | Gin Gin MC - Refurbish - FNCE-FN04 - SIPHON H & GIN GIN XING - SunWater Fencing Policy PM.04 | 16.7932
2020 | 0000003889 | WBIG | 04-01 | 5161186 | BIA-ISIS-PSTNDB-INLT-BGTE | Don Beattie PSTN - Refurbish - INLT-BGTE - BLST/PAINT/SEALS - Replacement & Refurbishment Life Strategy | 11.4313
2020 | 0000056059 | WBIG | 04-01 | 5161192 | BIA-BING-PSTNBY-FMTR | Bullyard PSTN - Replace - TNBY-FMTR - FLOW METER 1530MM - 30y Irrigation Strategy (Item 4.0 & 4.1) AM14_S2 | 66.1143
2020 | 0000055981 | WBIG | 04-01 | 5161194 | BIA-GIGI-TIRR-PSTN-FMTR | Tirroan PSTN - Replace - PSTN-FMTR - FLOW METER 600MM - 30y Irrigation Strategy (Item 4.0 & 4.1) AM14_S2 | 24.709
2020 | 0000056063 | WBIG | 04-01 | 5161195 | BIA-ISIS-PSTNDH-FM-FMTR | Dinner Hill PSTN - Replace - FM-FMTR - FLOW METER, ULTS - 30y Irrigation Strategy (Item 4.0 & 4.1) AM14_S2 | 23.4252
2020 | 0000056064 | WBIG | 04-01 | 5161196 | BIA-ISIS-PSTNNG-FM-FMTR | North Gregory PSTN - Replace - FM-FMTR - FLOW METER, DIFF - 30y Irrigation Strategy (Item 4.0 & 4.1) AM14_S2 | 45.5446
2020 | 0000002850 | WLBC | 04-01 | 5166618 | CVA-CLC-CAL | Study: 5yr Dam Comprehensive Inspection (by 1 May 2020) | 135.9177
2020 | 0000073590 | WLBC | 04-01 | 5166618 | CVA-CLC-CAL-SPW-GTR | Inspect Radial Gates' Trunnion Bearings by taking off the cover (to be done during the Callide Dam Five Yearly Comprehensive Inspection) | 13.0096
2020 | 0000002853 | WLBC | 04-01 | 5166878 | CVA-KRC-KRM | Study: 5yr Dam Comprehensive inspection (by 1 Jun 2020) | 116.4421
2020 | 0000065280 | WBBB | 04-01 | 5167850 | BUN-KOL-FHD-SFC-RDD-001 | Refurbish The Inlet Tower Access Road Abutment Rip Rap @ Fred Haigh Dam | 50.4498
2020 | 0000065283 | WKBP | 04-01 | 5167859 | PIO-PIR-TEM-OWK-ILT-WIN | Design and relocate the winch wire rope deflector drum to ensure the rope not contacting concrete surface during operation | 16.5895
2020 | 0000048825 | WLBN | 04-01 | 5173939 | NMA-MCK-BDW | Study: WEIR PROGRAM - 5yr Dam Comprehensive Inspection (includes Elec Insp) | 38.9534
2020 | 0000048826 | WLBN | 04-01 | 5173941 | NMA-MCK-BNW | Study: WEIR PROGRAM - 5yr Dam Comprehensive Inspection (includes Elec Insp) | 38.9534
2020 | 0000048827 | WLBN | 04-01 | 5173943 | NMA-MCK-TRW | Study: WEIR PROGRAM -5yr Dam Comprehensive Inspection (no Elec assets) | 28.4666
2020 | 0000049779 | WLBN | 04-01 | 5173945 | NMA-NGA-SLW | Study: WEIR PROGRAM -: 5yr Dam Comprehensive Inspection (no Elec assets) | 28.4666
2020 | 0000067427 | WKBP | 04-01 | 5173989 | PIO-PIR-TEM-OWK-ILT-STR-005 | Check the design adequacy of the aluminium plate bulkhead and fixings fitted inside the winch room | 6.7006
2020 | 0000067435 | WKBP | 04-01 | 5173991 | PIO-PIR-TEM-OWK-ILT-STR-005 | Check the adequacy of roof lift attachments of the main dam winch house | 10.5947
2020 | 0000071130 | WAIE | 04-01 | 5174464 | BRI-DIST-BARR-IRR-BA8_1-MO-MO09 | Barratta Ch Ba8 - Replace - MO-MO09 - BJ062W3 1060R TYPE PK - Replacement & Refurbishment Life Strategy | 15.3963
2020 | 0000071131 | WAIE | 04-01 | 5174464 | BRI-DIST-BARR-IRR-BA8_1-MO-MO10 | Barratta Ch Ba8 - Replace - MO-MO10 - BJ062W4 1320R TYPE PK - Replacement & Refurbishment Life Strategy | 15.3963
2020 | 0000067519 | WAIE | 04-01 | 5174472 | BRI-DIST-BARR-IRR-BA5-SI05 | Barratta Ch Ba5 - Replace - BA5-SI05 - BATESCREW GATE (10.5K) - Replacement & Refurbishment Life Strategy | 13.2379
2020 | 0000067544 | WAIE | 04-01 | 5174472 | BRI-DIST-BARR-IRR-BMC-MO-M045-METR | Barratta MC - Replace - M045-METR - BATESCREW GATE 28702L - Replacement & Refurbishment Life Strategy | 13.2379
2020 | 0000067531 | WAIE | 04-01 | 5211581 | BRI-DIST-HAUG-IRR-HMC-MO-M035-METR | Haughton MC - Replace - M035-METR - BATESCREW GATE 42338R - Replacement & Refurbishment Life Strategy | 9.4471
2020 | 0000070461 | WLBC | 04-01 | 5175336 | CVA-CLC-CAL-ELE-SWB-008 | Replace Switchboard - Dist Board Valve House (Option Analysis) | 2.6955
2020 | 0000073123 | WKIA | 04-01 | 5177231 | ETO-OMC | Oakenden MC - Refurbish - ETO-OMC - SIGN REFURB - Irrigation Scheme Common Strategy Signs (30Yr Pln) (Item 13.0) | 7.1783
2020 | 0000072402 | WKIA | 04-01 | 5177235 | ETO-BR-BMC-MO-38A | Brightley MC - Replace - MO-38A - METER, 150MM PA D/S - 30y Irrigation Strategy (Item 4.0 & 4.1) AM14_S2 | 8.053
2020 | 0000072404 | WKIA | 04-01 | 5177235 | ETO-BR-BMC-MO-40 | Brightley MC - Replace - MO-40 - METER, 100MM PA D/S - 30y Irrigation Strategy (Item 4.0 & 4.1) AM14_S2 | 8.053
2020 | 0000072405 | WKIA | 04-01 | 5177235 | ETO-BR-BMC-MO-52 | Brightley MC - Replace - MO-52 - METER, 200MM PA D/S - 30y Irrigation Strategy (Item 4.0 & 4.1) AM14_S2 | 8.053
2020 | 0000072406 | WKIA | 04-01 | 5177235 | ETO-BR-BMC-MO-54 | Brightley MC - Replace - MO-54 - METER, 200MM PA D/S - 30y Irrigation Strategy (Item 4.0 & 4.1) AM14_S2 | 8.053
2020 | 0000072409 | WKIA | 04-01 | 5177235 | ETO-BR-BMC-MO-57 | Brightley MC - Replace - MO-57 - METER, 150MM PA D/S - 30y Irrigation Strategy (Item 4.0 & 4.1) AM14_S2 | 8.053
2020 | 0000072412 | WKIA | 04-01 | 5177235 | ETO-BR-BMC-MO-61A | Brightley MC - Replace - MO-61A - METER, 150MM PA D/S - 30y Irrigation Strategy (Item 4.0 & 4.1) AM14_S2 | 8.053
2020 | 0000072414 | WKIA | 04-01 | 5177235 | ETO-BR-BMC-MO-62 | Brightley MC - Replace - MO-62 - METER, 150MM PA D/S - 30y Irrigation Strategy (Item 4.0 & 4.1) AM14_S2 | 8.053
2020 | 0000072415 | WKIA | 04-01 | 5177235 | ETO-BR-BMC-MO-63 | Brightley MC - Replace - MO-63 - METER, 150MM PA D/S - 30y Irrigation Strategy (Item 4.0 & 4.1) AM14_S2 | 8.053
2020 | 0000072417 | WKIA | 04-01 | 5177235 | ETO-BR-CH23_1-MO-17 | Brightley CH23 - Replace - MO-17 - METER, 150MM PA D/S - 30y Irrigation Strategy (Item 4.0 & 4.1) AM14_S2 | 8.053
2020 | 0000072419 | WKIA | 04-01 | 5177235 | ETO-BR-CH23_1-MO-18 | Brightley CH23 - Replace - MO-18 - METER, 150MM PA D/S - 30y Irrigation Strategy (Item 4.0 & 4.1) AM14_S2 | 8.053
2020 | 0000072421 | WKIA | 04-01 | 5177235 | ETO-BR-CH23_1-MO-19 | Brightley CH23 - Replace - MO-19 - METER, 150MM PA D/S - 30y Irrigation Strategy (Item 4.0 & 4.1) AM14_S2 | 8.053
2020 | 0000072422 | WKIA | 04-01 | 5177235 | ETO-BR-CH23_10-MO-64 | Brightley CH23 - Replace - MO-64 - METER, 200MM PA D/S - 30y Irrigation Strategy (Item 4.0 & 4.1) AM14_S2 | 8.053
2020 | 0000072423 | WKIA | 04-01 | 5177235 | ETO-BR-CH23_10-MO-65 | Brightley CH23 - Replace - MO-65 - METER, 150MM PA D/S - 30y Irrigation Strategy (Item 4.0 & 4.1) AM14_S2 | 8.053
2020 | 0000072424 | WKIA | 04-01 | 5177235 | ETO-BR-CH23_10-MO-65A | Brightley CH23 - Replace - MO-65A - METER, 150MM PA D/S - 30y Irrigation Strategy (Item 4.0 & 4.1) AM14_S2 | 8.053
2020 | 0000073197 | WBIG | 04-01 | 5177236 | BIA-WOON-PSTNW-ELEC-CBLE | Woongarra PSTN - Replace - ELEC-CBLE - MNS CBLE INSTALL STG I - Replace & Refurb Strategy & Irrig Com Strat (Item 1.1) | 39.0827
2020 | 0000073198 | WBIG | 04-01 | 5177236 | BIA-WOON-PSTNW-ELEC-CNTL | Woongarra PSTN - Replace - ELEC-CNTL - PLC SCDA INSTALL STG I - Replace & Refurb Strategy & Irrig Com Strat (Item 1.1) | 97.6773
2020 | 0000073199 | WBIG | 04-01 | 5177236 | BIA-WOON-PSTNW-ELEC-SWB | Woongarra PSTN - Replace - ELEC-SWB - SWBD INSTALL STG I - Replace & Refurb Strategy & Irrig Com Strat (Item 1.1) | 48.8325
2020 | 0000073200 | WBIG | 04-01 | 5177236 | BIA-WOON-PSTNW-ELEC-SWBH | Woongarra PSTN - Replace - ELEC-SWBH - REPLC HV SWBD STG I - Replace & Refurb Strategy & Irrig Com Strat (Item 1.1) | 215.0383
2020 | 0000073112 | WAIE | 04-01 | 5177278 | BRI-DIST-ELLT | Elliot Ch System - Refurbish - DIST-ELLT - SIGN REFURB - Irrigation Scheme Common Strategy Signs (30Yr Pln) (Item 13.0) | 7.3585
2020 | 0000073067 | WBIG | 04-01 | 5177350 | BIA-GIGI | Gin Gin System - Refurbish - GIGI - AIR VNT RFRB - Irrigation Scheme Common Strategy Air Vents (30Yr Pln) (Item 7.0) | 11.4175
2020 | 0000073069 | WBIG | 04-01 | 5177351 | BIA-GOOB | Gooburrum System - Refurbish - GOOB - AIR VNT RFRB - Irrigation Scheme Common Strategy Air Vents (30Yr Pln) (Item 7.0) | 5.2963
2020 | 0000073070 | WBIG | 04-01 | 5177369 | BIA-WOON | Woongarra System - Refurbish - WOON - AIR VNT RFRB - Irrigation Scheme Common Strategy Air Vents (30Yr Pln) (Item 7.0) | 5.1517
2020 | 0000073071 | WBIG | 04-01 | 5177373 | BIA-ISIS | Isis Ch System - Refurbish - ISIS - AIR VNT RFRB - Irrigation Scheme Common Strategy Air Vents (30Yr Pln) (Item 7.0) | 45.2325
2020 | 0000073119 | WBIG | 04-01 | 5177374 | BIA-ISIS | Isis Ch System - Refurbish - BIA-ISIS - SIGN REFURB - Irrigation Scheme Common Strategy Signs (30Yr Pln) (Item 13.0) | 39.3223
2020 | 0000067184 | WBIG | 04-01 | 5177379 | BIA-WOON-PSTNWS-ELEC-CNTL | Woongarra PSTN - Replace - ELEC-CNTL - RPLC SCADA COMPUTER - Replace & Refurb Strategy & Irrig Com Strat (Item 1.0) | 4.4077
2020 | 0000073057 | WAIE | 04-01 | 5177392 | BRI-DIST-BARR | Barratta Ch System - Refurbish - BARR - AIR VNT RFRB - Irrigation Scheme Common Strategy Air Vents (30Yr Pln) (Item 7.0) | 3.4263
2020 | 0000073113 | WAIE | 04-01 | 5177394 | BRI-DIST-BARR | Barratta Ch System - Refurbish - DIST-BARR - SIGN REFURB - Irrigation Scheme Common Strategy Signs (30Yr Pln) (Item 13.0) | 13.7923
2020 | 0000073058 | WAIE | 04-01 | 5177397 | BRI-DIST-HAUG | Haughton System - Refurbish - HAUG/GIRU - AIR VNT RFRB - Irrigation Scheme Common Strategy Air Vents (30Yr Pln) (Item 7.0) | 4.2544
2020 | 0000073114 | WAIE | 04-01 | 5177398 | BRI-DIST-HAUG | Haughton Ch System - Refurbish - HAUG - SIGN REFURB - Irrigation Scheme Common Strategy Signs (30Yr Pln) (Item 13.0) | 11.1896
2020 | 0000073059 | WAIE | 04-01 | 5177412 | BRI-DIST-CLAR | Clare Ch System - Refurbish - CLAR - AIR VNT RFRB - Irrigation Scheme Common Strategy Air Vents (30Yr Pln) (Item 7.0) | 8.2816
2020 | 0000073121 | WLIW | 04-01 | 5177907 | EME-SEL | Selma System - Refurbish - EME-SEL - SIGN REFURB - Irrigation Scheme Common Strategy Signs (30Yr Pln) (Item 13.0) | 9.6608
2020 | 0000009661 | WIBU | 04-01 | 5177908 | UCO-CDM-LES-OWK-002-ILT-VLV | Refurbish: Maintenance of intake pipework and intake bellmouth's required. | 8.3145
2020 | 0000069723 | WIBU | 04-02 | 5177916 | UCO-CDM-LES-SFC-REC-001-BLS-001 | Refurbish: Maintain picnic shelters - Roof repairs, painting, replace the steel BBQ | 0
2020 | 0000073120 | WLIW | 04-01 | 5177931 | EME-WEE | Weemah System - Refurbish - EME-WEE - SIGN REFURB - Irrigation Scheme Common Strategy Signs (30Yr Pln) (Item 13.0) | 3.1442
2020 | 0000009475 | WIBT | 04-01 | 5178118 | MAB-MCB-CLM | Study: 5yr Dam Comprehensive Inspection (by 1 Dec 2020) -Large cost associated with draining dissipater | 127.915
2020 | 0000073115 | WAIE | 04-01 | 5178146 | BRI-DIST-CLAR | Clare Ch System - Refurbish - DIST-CLAR - SIGN REFURB - Irrigation Scheme Common Strategy Signs (30Yr Pln) (Item 13.0) | 5.5692
2020 | 0000073060 | WAIE | 04-01 | 5178157 | BRI-DIST-MILL | Millaroo Ch System - Refurbish - MILL - AIR VNT RFRB - Irrigation Scheme Common Strategy Air Vents (30Yr Pln) (Item 7.0) | 5.1775
2020 | 0000073116 | WAIE | 04-01 | 5178158 | BRI-DIST-MILL | Millaroo Ch System - Refurbish - DIST-MILL - SIGN REFURB - Irrigation Scheme Common Strategy Signs (30Yr Pln) (Item 13.0) | 5.1775
2020 | 0000073061 | WAIE | 04-01 | 5178169 | BRI-DIST-DALB | Dalbeg Ch System - Refurbish - DALB - AIR VNT RFRB - Irrigation Scheme Common Strategy Air Vents (30Yr Pln) (Item 7.0) | 3.8451
2020 | 0000073117 | WAIE | 04-01 | 5178171 | BRI-DIST-DALB | Dalbeg Ch System - Refurbish - DIST-DALB - SIGN REFURB - Irrigation Scheme Common Strategy Signs (30Yr Pln) (Item 13.0) | 6.3401
2020 | 0000014774 | WAIE | 04-01 | 5178177 | BRI-DIST-DALB-IRR-PSTNR-PUN1-PUMP | Dalbeg PSTN R - Replace - PUN1-PUMP - PUMP NO 1 - Replacement & Refurbishment Life Strategy | 35.379
2020 | 0000073063 | WBIC | 04-01 | 5178235 | LOW-CHB | Copenhagen Bend Distrib - Refurbish - CHB - AIR VNT RFRB - Irrigation Scheme Common Strategy Air Vents (30Yr Pln) (Item 7.0) | 3.2469
2020 | 0000073065 | WBIC | 04-01 | 5178250 | LOW-WPS | Walker Point System - Refurbish - WPS - AIR VNT RFRB - Irrigation Scheme Common Strategy Air Vents (30Yr Pln) (Item 7.0) | 20.0884
2020 | 0000074112 | WMIM | 04-01 | 5178254 | MDA-SCDA | Mareeba System - Replace - MDA-SCADA - SYST UPGRD - REF SFO NOTE - Option Study | 104.2836
2020 | 0000031161 | WBIC | 04-01 | 5178257 | LOW-OW-PSTN-DEWS-PMP1 | Owanyilla PSTN - Replace - DEWS-PMP1 - DEWATERING PUMP NO1 - Replacement & Refurbishment Life Strategy | 13.9788
2020 | 0000074239 | WBIG | 04-01 | 5178396 | BIA-GOOB-BYM-RG-RG01-GATE | Gooburrum Ch BYM - Refurbish - RG01-GATE - REGULATOR GATE - Float Regulating Gate Refurbishment Strategy | 25.5071
2020 | 0000071324 | WKBB | 04-01 | 5181921 | BBR-BKN-EUG-INN | Carry out study for instrumentation requirements in conjunction with planned dam safety review | 24.9332
2020 | 0000072395 | WBBY | 04-01 | 5183588 | BYR-BOY-BOO | Review of Comprehensive Risk Assessment - Boondooma Dam | 160.3395
2020 | 0000074840 | WBBB | 04-01 | 5189593 | BUN-KOL-FHD-OWK-ILT | Deter roosting birds from the bulkheads (2016DS Rec 6.3.6a) | 33.9149
2020 | 0000075152 | WBIC | 04-01 | 5190285 | LOW-OW-PSTN-CRNE | Owanyilla PSTN - Inspect - PSTN-CRNE - 2 YEARLY 3RD PARTY INSPECTION - Crane, Hoist & Winch Standard AM.05 | 5.5417
2020 | 0000074916 | WLBT | 04-01 | 5190651 | TMC-TMW-MUL-ABT-ABR-PWK | (D/S REC) Rep d/s r bank protworks by concre encase all timbers, clean voids, then fill them with flowable concr & shotcret the rest | 171.0209
2020 | 0000004562 | WBIG | 04-01 | 5190892 | BIA-GIGI-MON-PSTNM-PUN3-DV | Monduran PSTN - Refurbish - PUN3-DV - VALVE, 900MM - Irrigation Scheme Common Strategy (30Yr Pln) (Items 6.0 & 6.1) | 17.715
2020 | 0000074925 | WBIC | 04-01 | 5191054 | LOW-OW-PSTN-ELEC-SWB2 | Owanyilla PSTN - Investigate - ELEC-SWB2 - RPLC SWBD OPTIONS ANAL - Material Project (QCA) Options Analysis AM11_G04 | 12.6109
2020 | 0000074927 | WBIG | 04-01 | 5191071 | BIA-BING-PSTNBC-ELEC-CBLE | Bucca PSTN - Investigate - ELEC-CBLE - CABLE RPLCE OPTIONS - Material Project (QCA) Options Analysis AM11_G04 | 11.4048
2020 | 0000074926 | WBIG | 04-01 | 5191071 | BIA-BING-PSTNBC-ELEC-SWB | Bucca PSTN - Investigate - ELEC-SWB - SWBD RPLCE OPTIONS - Material Project (QCA) Options Analysis AM11_G04 | 11.4048
2020 | 0000074930 | WAIE | 04-01 | 5191097 | BRI-DIST-ELLT-IRR-PSTN-PUN1-PUMP | Elliot PSTN - Investigate - PUN1-PUMP - RPL OPTIONS ANALYSIS - Material Project (QCA) Options Analysis AM11_G04 | 5.7491
2020 | 0000074931 | WAIE | 04-01 | 5191097 | BRI-DIST-ELLT-IRR-PSTN-PUN2-PUMP | Elliot PSTN - Investigate - PUN2-PUMP - RPL OPTIONS ANALYSIS - Material Project (QCA) Options Analysis AM11_G04 | 5.7491
2020 | 0000074932 | WAIE | 04-01 | 5191108 | BRI-DIST-DALB-IRR-PSTNB-PUN1-PUMP | Dalbeg PSTN B - Investigate - PUN1-PUMP - RPLCE SUMP PUMP NO 2 - Material Project (QCA) Options Analysis AM11_G04 | 4.7101
2020 | 0000074933 | WAIE | 04-01 | 5191108 | BRI-DIST-DALB-IRR-PSTNB-PUN2-PUMP | Dalbeg PSTN B - Investigate - PUN2-PUMP - RPLCE SUMP PUMP NO 1 - Material Project (QCA) Options Analysis AM11_G04 | 4.7101
2020 | 0000065008 | WBIC | 04-01 | 5191562 | LOW-OW-PSTN-PWLL-LIFT | Owanyilla PSTN - Replace - PWLL-LIFT - RPLC SFTY DEVICE - Replacement & Refurb Strategy , Crane, Hoist & Winch Sty AM.05 | 21.2595
2020 | 0000074706 | WLIW | 04-01 | 5191601 | EME-BLDG-CMPD-CRNE | Selma Ch System - Inspect - CMPD-CRNE - 7 YEARLY 3RD PARTY INSPECTION - Crane, Hoist & Winch Standard AM.05 | 11.6851
2020 | 0000074964 | WABB | 04-01 | 5191633 | BDK-BDR-CLW-SPW-PWK | Repair scouring. Backfill the affected area with the rockfill of 200mm plus nominal particle size (2016 DS Report, Item 2.7.3). | 15.997
2020 | 0000074979 | WLIW | 04-01 | 5191778 | EME-SEL-IRR-SMC-RG-RG03-GATE1-CNTL | Selma MC - Investigate - CNTL - GATE 1 (LEFT, MSTR) RPLCMNT - Material Project (QCA) Options Analysis AM11_G04 | 6.9286
2020 | 0000075132 | WBIG | 04-01 | 5207374 | BIA-WOON-PSTNW | Woongarra PSTN - Inspect - PSTNW - HV INSP & TESTING - HV & LV Installation/Maintenance & Inspections AM 26 | 11.7923
2020 | 0000075133 | WBIG | 04-01 | 5207377 | BIA-GOOB-PSTN | Gooburrum PSTN - Inspect - GOOB-PSTN - HV INSP & TESTING - HV & LV Installation/Maintenance & Inspections AM 26 | 11.7923
2020 | 0000075129 | WBIG | 04-01 | 5207354 | BIA-GIGI-MON-PSTNM | Monduran PSTN - Inspect - MON-PSTNM - HV INSP & TESTING - HV & LV Installation/Maintenance & Inspections AM 26 | 11.7923
2020 | 0000075355 | WBBU | 04-01 | 5194922 | UBP-NGO-WUR-OWK-001-ILT-GRF | Modify Trash Screen Lifting Frame (2016DS Rec 6.2.5a) | 32.1031
2020 | 0000004563 | WBIG | 04-01 | 5194978 | BIA-GIGI-MON-PSTNM-PUN3-PUMP | Monduran PSTN - Refurbish - PUN3-PUMP - PUMP - Replacement & Refurbishment Life Strategy | 69.1569
2020 | 0000004576 | WBIG | 04-01 | 5194980 | BIA-BING-PSTNBY-PUN2-DV | Bullyard PSTN - Refurbish - PUN2-DV - DISCHARGE VALVE - Irrigation Scheme Common Strategy (30Yr Pln) (Items 6.0 & 6.1) | 23.8228
2020 | 0000049650 | WMIM | 04-01 | 5195144 | MDA-ATH-ACR-GC-WAL1 | Granite Creek Weir - Inspect - GC-WAL1 - WEIR STRUCTURE - Five Yearly Detailed Condition Assessment and Report AM21_G4 | 14.7403
2020 | 0000049732 | WMIM | 04-01 | 5195145 | MDA-EBA-EBR-TC-WAL1 | Dulbil Weir - Inspect - TC-WAL1 - WEIR 5600M - Five Yearly Detailed Condition Assessment and Report AM21_G4 | 14.7403
2020 | 0000049776 | WMIM | 04-01 | 5195148 | MDA-SWL-WR-WR-COLL | Collins Weir - Inspect - WR-COLL - WEIR 269.1KM - Five Yearly Detailed Condition Assessment and Report AM21_G4 | 14.7403
2020 | 0000049798 | WMIM | 04-01 | 5195149 | MDA-SWL-WR-EC-SOLA | Solanum Weir - Inspect - EC-SOLA - WEIR 13.6KM - Five Yearly Detailed Condition Assessment and Report AM21_G4 | 14.7403
2020 | 0000049801 | WMIM | 04-01 | 5195152 | MDA-SWL-WR-WR-BRUC | Bruce Weir - Inspect - WR-BRUC - WEIR 230.9KM - Five Yearly Detailed Condition Assessment and Report AM21_G4 | 14.7403
2020 | 0000049819 | WMIM | 04-01 | 5195157 | MDA-SWL-WR-WR-LEAF | Leafgold Weir - Inspect - WR-LEAF - WEIR 217.5KM - Five Yearly Detailed Condition Assessment and Report AM21_G4 | 14.7403
2020 | 0000075134 | WBIC | 04-01 | 5195507 | LOW-OW-PSTN | Owanyilla PSTN - Inspect - OW-PSTN - HV INSP & TESTING - HV & LV Installation/Maintenance & Inspections AM 26 | 11.9297
2020 | 0000075510 | WAIE | 04-01 | 5196262 | BRI-DIST-HAUG-IRR-PSTN1-CNTL | Tom Fenwick PSTN 1 - Replace - STN1-CNTL - SCADA COMPUTER - Replace & Refurb Strategy & Irrig Com Strat (Item 1.0) | 5.6386
2020 | 0000004873 | WBBB | 04-01 |  | BUN-BUR-NCW-FWY-GTE-003 | Refurbish Gate - paint & anodes, seals | 23.5055
2020 | 0000047582 | WMIM | 04-01 | 5114004 | MDA-SWL-WBI-MC-OVF-ACT1 | South Walsh MC - Replace - OVF-ACT1 - GATE ACTUATION - Replacement & Refurbishment Life Strategy | 16.3495
2020 | 0000003089 | WLBD | 04-01 | 5156775 | DAW-DAR-NHW-WAW-WAR-FWY-GTB-001 | Refurbish exit channel (upstream) gate - patch painting (D/S 6.1.3.2/2016) | 14.7385
2020 | 0000042070 | WMIM | 04-01 | 5178360 | MDA-WBA-MC-MC_A-CR02-CNTL | West Barron MC - Replace - CR02-CNTL - RPLC CONT EQUIP - Replace & Refurb Strategy & Irrig Com Strat (Item 1.0) | 39.4796
2020 | 0000008615 | WMIM | 04-01 | 5206609 | MDA-BIB-IRR-MC-SP03 | Biboohra MC - Refurbish - MC-SP03 - STANDPIPE BAFFLES - Replacement & Refurbishment Life Strategy | 18.2254
2020 | 0000008519 | WMIM | 04-01 | 5121406 | MDA-MAR-IRR-MC-SP03 | Mareeba MC - Refurbish - MC-SP03 - STANDPIPE BAFFLES - Replacement & Refurbishment Life Strategy | 16.6047
2020 | 0000008627 | WMIM | 04-01 | 5121406 | MDA-MAR-IRR-MC-SP11 | Mareeba MC - Refurbish - MC-SP11 - STANDPIPE BAFFLES - Replacement & Refurbishment Life Strategy | 16.6047
2020 | 0000041093 | WMIM | 04-01 | 5208180 | MDA-ATH-IRR-MC-OVF-OVF2-CTRL | Atherton MC - Replace - OVF2-CTRL - RPLC GTE CONT/TELEM - Replace & Refurb Strategy & Irrig Com Strat (Item 1.0) | 8.8066
2020 | 0000041083 | WMIM | 04-01 | 5208180 | MDA-BIB-IRR-MC-RG02-CNTL | Biboohra MC - Replace - RG02-CNTL - RPLC GTE CONTROLLER - Replace & Refurb Strategy & Irrig Com Strat (Item 1.0) | 8.8066
2020 | 0000041468 | WMIM | 04-01 | 5121420 | MDA-EBA-IRR-MC-SI04-CNTL | East Barron MC - Replace - SI04-CNTL - CPU, 420 - Replace & Refurb Strategy & Irrig Com Strat (Item 1.0) | 6.6366
2020 | 0000041451 | WMIM | 04-01 | 5121420 | MDA-SCDA-RSTN1-CNTL | Mareeba System - Replace - STN1-CNTL - CPU, 420 - Replace & Refurb Strategy & Irrig Com Strat (Item 1.0) | 6.6366
2020 | 0000041455 | WMIM | 04-01 | 5121420 | MDA-SCDA-RSTN3-CNTL | Mareeba System - Replace - STN3-CNTL - CPU, 420 - Replace & Refurb Strategy & Irrig Com Strat (Item 1.0) | 6.6366
2020 | 0000041462 | WMIM | 04-01 | 5121420 | MDA-SCDA-RSTN4-CNTL | Mareeba System - Replace - STN4-CNTL - CPU, 420 - Replace & Refurb Strategy & Irrig Com Strat (Item 1.0) | 6.6366
2020 | 0000041471 | WMIM | 04-01 | 5121420 | MDA-SWL-SWI-MC-PF-CNTL | South Walsh MC - Replace - PF-CNTL - CPU, 420 - Replace & Refurb Strategy & Irrig Com Strat (Item 1.0) | 6.6366
2020 | 0000041095 | WMIM | 04-01 | 5121420 | MDA-SWL-WR-EC-SOLA-CNTL | Solanum Weir - Replace - SOLA-CNTL - RPLC GTE CONT/TELEM - Replace & Refurb Strategy & Irrig Com Strat (Item 1.0) | 6.6366
2020 | 0000055502 | WMIM | 04-01 | 5121875 | MDA-WBA-MC-MC_C-CH11-CWK | West Barron MC - Refurbish - CH11-CWK - RFRB BRACING BEAMS STG I - WBC_C11 RFRB STRATEGY | 77.9277
2020 | 0000064372 | WMIM | 04-01 | 5134608 | MDA-NWL-IRR-RELF-PSTNA-WAL1-GT01 | Paddy's Green A PSTN - Replace - WAL1-GT01 - GATE SCRN (NW01/04) - Replacement & Refurbishment Life Strategy | 7.4952
2020 | 0000064373 | WMIM | 04-01 | 5134608 | MDA-NWL-IRR-RELF-PSTNA-WAL1-GT02 | Paddy's Green A PSTN - Replace - WAL1-GT02 - GATE SCRN (NW01/03) - Replacement & Refurbishment Life Strategy | 7.4952
2020 | 0000057271 | WMIM | 04-01 | 5134608 | MDA-NWL-IRR-RELF-PSTNA-WAL1-SCRN | Paddy's Green A PSTN - Replace - WAL1-SCRN - SCREENS (3 OF) - Irrigation Scheme Common Strategy (30Yr Pln) (Item 10.1) | 7.4952
2020 | 0000064377 | WMIM | 04-01 | 5134608 | MDA-NWL-IRR-RELF-PSTNB-WAL1-GT01 | Paddy's Green B PSTN - Replace - WAL1-GT01 - SCREEN GATE (NW1) - Replacement & Refurbishment Life Strategy | 7.4952
2020 | 0000074240 | WIBU | 04-01 | 5178230 | UCO-UCNB-NBRA | Refurbish: Reprofile North Branch | 58.4297
2020 | 0000058311 | WMIM | 04-01 | 5178354 | MDA-WBA-ROAD-AC02 | West Barron Distribution - Refurbish - AC02 - SPRING CK REV DECOM WKS - Irrigation Common Strategy (30Yr Pln) (Item 8.1) | 12.1077
2020 | 0000046452 | WMIM | 04-01 | 5195016 | MDA-SWL-SWI-MC-CR02-ACT1 | South Walsh MC - Replace - CR02-ACT1 - GATE 1 ACT (LB) - Replacement & Refurbishment Life Strategy | 11.915
2020 | 0000046453 | WMIM | 04-01 | 5195016 | MDA-SWL-SWI-MC-CR02-ACT2 | South Walsh MC - Replace - CR02-ACT2 - GATE 2 ACT (RB) - Replacement & Refurbishment Life Strategy | 11.915
2020 | 0000046486 | WMIM | 04-01 | 5195016 | MDA-SWL-SWI-MC-CR16-ACT1 | South Walsh MC - Replace - CR16-ACT1 - GATE ACTUATION - Replacement & Refurbishment Life Strategy | 11.915
2020 | 0000056544 | WMIM | 04-01 | 5195033 | MDA-NWL-IRR-RELF-PSTNB-WAL1-GT01 | Paddy's Green B PSTN - Replace - WAL1-GT01 - GATE (NW1) - Replacement & Refurbishment Life Strategy | 16.0932
2020 | 0000054140 | WMIM | 04-01 | 5195035 | MDA-EBA-IRR-EB05-CO01 | East Barron Ch EB05 - Replace - EB05-CO01 - SAFETY SCREENS - Irrigation Scheme Common Strategy (30Yr Pln) (Item 10.1) | 12.8258
2020 | 0000002529 | WLIW | 04-01 | 5206207 | EME-WEE-IRR-WMC-SI-SI03-OTLT | Weemah MC - Refurbish - SI03-OTLT - RFRB SIPHON FENCING - SunWater Fencing Policy PM.04 | 11.134
2020 | 0000002530 | WLIW | 04-01 | 5206207 | EME-WEE-IRR-WMC-SI-SI04-INLT | Weemah MC - Refurbish - SI04-INLT - GREGORY HWY SIPHON RFRB FNC/SCRN/RAILS - SunWater Fencing Policy PM.04 | 11.134
2020 | 0000002426 | WLIW | 04-01 | 5206207 | EME-WEE-IRR-WMC-SI-SI05-INLT | Weemah MC - Refurbish - SI05-INLT - LACKS GULLY SIPHON RFRB FNC/SCRN/RAILS - SunWater Fencing Policy PM.04 | 11.134
2020 | 0000002531 | WLIW | 04-01 | 5206207 | EME-WEE-IRR-WMC-SI-SI06-INLT | Weemah MC - Refurbish - SI06-INLT - SIPHON RFRB FNC/SCRN/RAILS - SunWater Fencing Policy PM.04 | 11.134
2020 | 0000002533 | WLIW | 04-01 | 5206207 | EME-WEE-IRR-WMC-SI-SI08-INLT | Weemah MC - Refurbish - SI08-INLT - OLD FAITHFL RFRB FNC/SCRN/RAILS - Irrigation Common Strategy (30Yr Pln) (Item 8.1) | 11.134
2020 | 0000006460 | WKBE | 04-01 | 5212576 | KIN-LCY-KID-OWK-002-OLT-VLV-VLR-001 | Refurbish Actuator, Seals etc - Regulating Valve no. 1 - Kinchant Dam | 79.979
2020 | 0000009182 | WIBT | 04-01 | 5215120 | MAB-MCB-CLM-OWK-OLT-VLV-VLR-002 | Refurbish regulator valve including actuator and linkages (2018 DS rec 2.12.3) | 57.5719
2020 | 0000064462 | WKIA | 04-01 | 5159789 | ETO-MTA-BS1-FING | Mt Alice Balancing Storage 1 - Refurbish - BS1-FING - RFRB FNCE @ BS1 - SunWater Fencing Policy PM.04 | 3.5562
2020 | 0000064463 | WKIA | 04-01 | 5159789 | ETO-MTA-MAMC-BPS-FING | Mt Alice MC - Refurbish - BPS-FING - RFRB FNCE @ BPS - SunWater Fencing Policy PM.04 | 3.5562
2020 | 0000058695 | WABP | 04-01 | 5160599 | PRO-PRR-PFD-ELE-SWB-001 | Options study into 4 Switchboards replacement in 2022-25 | 19.4286
2020 | 0000067385 | WKIA | 04-01 | 5174430 | ETO-BR-BS3-CMPD-BLDG | Brightley BSTR 3 - Refurbish - CMPD-BLDG - RFRB ACROLEIN SD - Irrigation Scheme Common Strategy (30Yr Pln) (Item 14.2) | 7.3565
2020 | 0000021332 | WLIW | 04-01 | 5192292 | EME-SEL-IRR-SMC-CR01-CNTL | Selma MC - Replace - CR01-CNTL - CONTROL EQUIP - Replace & Refurb Strategy & Irrig Com Strat (Item 1.0) | 24.1417
2020 | 0000021349 | WLIW | 04-01 | 5192292 | EME-SEL-IRR-SMC-MO-5522-CNTL | Selma MC - Replace - 5522-CNTL - CONTROL EQUIP - Replace & Refurb Strategy & Irrig Com Strat (Item 1.0) | 24.1417
2020 | 0000021334 | WLIW | 04-01 | 5192292 | EME-SEL-IRR-SMC-PAFL1-CNTL | Selma MC - Replace - AFL1-CNTL - CONTROL EQUIP - Replace & Refurb Strategy & Irrig Com Strat (Item 1.0) | 24.1417
2020 | 0000021368 | WLIW | 04-01 | 5192293 | EME-SEL-IRR-PSTN-MONT | Selma PSTN - Replace - PSTN-MONT - TCC MONITORING EQUIP - Replacement & Refurbishment Life Strategy | 29.5996
2020 | 0000021369 | WLIW | 04-01 | 5192293 | EME-SEL-IRR-SMC-RSTN-MONT | Selma MC - Replace - RSTN-MONT - TCC MONITORING EQUIP - Replacement & Refurbishment Life Strategy | 29.5996
2020 | 0000073004 | WKBE | 04-01 |  | KIN-LCY-KID-OWK-002-ILT-STR | Carry out options study to refurbish/strengthen (post tensioning) tall slender tower against damage from earthquake (combine PFD) | 61.3387
2020 | 0000048995 | WIBH | 04-01 | 5210880 | CHW-CDM-CHI-OWS-OLS-VLV-VLI-002 | Remove/Assess - Refurb/Replace 840mm Gate Valve Right Conduit (includes install of Bulkhead Gate by Divers) | 318.6941
2020 | 0000042827 | WIBH | 04-01 |  | CHW-CDM-CHI-OWS-OLS-VLV-VLI-003 | Procure and replace 150mm Gate Valve U/S | 6.6834
2020 | 0000042828 | WIBH | 04-01 |  | CHW-CDM-CHI-OWS-OLS-VLV-VLI-004 | Procure and replace 150mm Gate Valve D/S | 6.6834
2020 | 0000072796 | WKBP | 04-01 | 5210130 | PIO-PIR-TEM-DAS-001-EMB-RDD | Refurbish embankment crest and access road (ruts, depressions, rainwater diversion) - 2017 DS Rec 2.12.1 | 46.0125
2020 | 0000000960 | WABB | 04-01 | 5207832 | BDK-BDR-BFD-OWK-ILT-GTB-001 | Refurbish BGTE - paint, seals, and structural deformation | 112.6439
2020 | 0000072130 | WABP | 04-01 | 5212148 | PRO-PRR-PFD-OWK-ILT-LAD | Refurbish/replace Intake tower handrails & platforms as required - Peter Faust Dam | 83.9379
2020 | 0000011037 | WABB | 04-01 |  | BDK-BDR-BFD-SFC-LWS-PUU-002-VLI-002 | Replace Discharge Valve | 49.4829
2020 | 0000063413 | WABB | 04-01 | 5207840 | BDK-BDR-BFD-SFC-TPW-TKW-001 | Refurbish Treated Water Tank 1 (As per Jacobs Recommendation) (with option to replace to poly tank) | 14.5768
2020 | 0000016354 | WABB | 04-01 | 5207840 | BDK-BDR-BFD-SFC-TPW-TKW-004-STT | Refurbish Tank 4 - (as per Jacobs Rec 2015) (with option to replace to poly tank) | 14.5768
2020 | 0000071813 | WBBU | 04-01 | 5198180 | UBP-BUR-JON-OWS-001-ILS-STR | Refurbish Outlet Structure Concrete - Cracking & Spalling (2016 DSRec 6.5.1a) | 40.9905
2020 | 0000071823 | WBBU | 04-01 | 5198180 | UBP-BUR-JON-SPW-STS-SPU-001 | Refurbish: Left Wing Wall Concrete - Cracking & Spalling (2016 DSRec 6.1.1a) | 40.9905
2020 | 0000072787 | WKBP | 04-01 | 5156616 | PIO-PIR-TEM-EMB-STE | Refurbish wave wall including crack repairs and filling of joints with fillers | 25.701
2020 | 0000072776 | WKBP | 04-01 | 5177331 | PIO-PIR-TEM | Teemburra Dam - PIR-TEM - GROUND PENTRATING RADAR SURVEY SPWY CREST - C/O Project April 2018 | 78.1864
2020 | 0000064350 | WKIA | 04-01 | 5078143 | ETO-OMC-FMTR | Oakenden MC - Investigate - ETO-OMC-FMTR - Replace Meter - Material Project (QCA) Control Equip Option Analysis AM11_G04 | 101.0997
2020 | 0000038245 | WKIA | 04-01 | 5197941 | ETO-VPR-CH21_4-P002 | Victoria Plains Ch CH21 - Replace - P002 - RPLC 250D UPVC 285.6-866.3M - Irrig Sch Com Strat (30Yr Pln) (Item 3.0) | 62.0684
2020 | 0000073234 | WMBM | 04-01 |  | TIN-BRN-TID-ABT-ABL | Refurbishment of Left Abutment (upstream rip rap) (2017 DS Rec 2.5.2) | 30.9268
2020 | 0000058080 | WBBB | 04-01 | 5176763 | BUN-BUR-NCW-OWS-001-INS-RAC-001 | Replace L/H Trash racks (4 Off) | 135.1269
2020 | 0000029853 | WBIG | 04-01 | 5197507 | BIA-ISIS-F05-P-0002 | Isis Ch F05 - Replace - P-0002 - RPLC UPVC SECT 0002 - Irrig Sch Com Stra (30Yr Pln) (Item 3.0) | 43.9513
2020 | 0000075854 | WBIG | 04-01 | 5160986 | BIA-GOOB-PSTN-CRNE | Gooburrum PSTN - Inspect - PSTN-CRNE - 2 YEARLY 3RD PARTY INSPECTION - Crane, Hoist & Winch Standard AM.05 | 9.1245
2020 | 0000075733 | WKBP | 04-01 | 5201625 | PIO-PIR-TEM-OWK-ILT-GTB | Replace existing galvanised steel platform used to access rope terminations (2016 DS Rec 2.6.6) | 33.8064
2020 | 0000076150 | WBBB | 04-01 | 5209483 | BUN-BURN-SWBU | Replace Meter Program (10 per year) - Burnett River (P2) | 51.2204
2020 | 0000076151 | WBBB | 04-01 | 5209485 | BUN-KOLA-SWKO | Replace Meter Program (4 per year) - Kolan River (P2) | 20.5076
2020 | 0000076152 | WBBL | 04-01 | 5209486 | MVA-MRRS-MO | Replace Meter Program (3 per year) - Mary River (P2) | 15.3581
2020 | 0000076153 | WBBL | 04-01 | 5209487 | MVA-TCRS-MO | Replace Meter Program (2 per year) - Tinana Stream (P2) | 10.2449
2020 | 0000076154 | WBBU | 04-01 | 5209488 | UBP-SWUB | Replace Meter Program (11 per year) - Upper Burnett (P2) | 56.3972
2020 | 0000076375 | WBIG | 04-01 | 5212514 | BIA-ISIS-PSTNDB | Don Beattie PSTN - Inspect-MON-PSTNM- Pump and Motor Performance/Efficiency Testing- AS 2417 | 13.7257
2020 | 0000076373 | WBIG | 04-01 | 5212520 | BIA-GOOB-PSTN | Gooburrum PSTN - Inspect-MON-PSTNM- Pump and Motor Performance/Efficiency Testing- AS 2417 | 13.7257
2020 | 0000076361 | WBIG | 04-01 | 5212521 | BIA-GIGI-MON-PSTNM | Monduran PSTN - Inspect-MON-PSTNM- Pump and Motor Performance/Efficiency Testing- AS 2417 | 13.7257
2020 | 0000076377 | WBIG | 04-01 | 5212522 | BIA-ISIS-PSTNQP | Quart Pot PSTN - Inspect-MON-PSTNM- Pump and Motor Performance/Efficiency Testing- AS 2417 | 13.7257
2020 | 0000076378 | WBIG | 04-01 | 5212523 | BIA-WOON-PSTNW | Woongarra PSTN - Inspect-MON-PSTNM- Pump and Motor Performance/Efficiency Testing- AS 2417 | 13.7257
2020 | 0000076200 | WBBR | 04-01 |  | BBA-BRM-SIL | Refurbish Silverleaf Weir pending outcome of 2018 options study - stage 1 | 1175.2736
2020 | 0000076101 | WABB | 04-01 |  | BDK-BDR-BFD-CRN-CRG-STR-003 | Rectify: water leaking from the overhead gantry hand railing within Gantry crane structure - Burdekin Falls Dam (2017DS Rec 6.4a) | 24.7415
2020 | 0000075845 | WBBB | 04-01 |  | BUN-KOLA-FHD-EMBK-WALL-STRU | Study: GPR the horizontal section of the wave wall to find where there is <40mm concrete cover | 41.1346
2020 | 0000075985 | WLBC | 04-01 |  | CVA-DIVC-FNCE | (Part 3) - Fence Replacement - see report HB1889346. | 127.5115
2020 | 0000076181 | WKBE | 04-01 |  | KIN-LCY-KID-DAS-ADM-99D | Remove all the large trees growing over the embankment and within 6m of profile (2017DSrec 6.2a) | 18.4016
2020 | 0000076183 | WKBE | 04-01 |  | KIN-LCY-KID-OWK-002-OLT-GTB | Build outlet bulkhead gate covers to protect paint and seals (2017 DSrec 6.5.12a) | 49.0709
2020 | 0000075756 | WKBE | 04-01 |  | KIN-MIR-PSTN3-ELEC-CNTL1 | Relocate the Repeater (Council will decommission existing location @ Mirani Water Tower) | 61.3387
2020 | 0000076506 | WLBN | 04-01 |  | NMA-MCK-MO | Replace Meter Program (2 per year) - Mackenzie River | 28.4812
2020 | 0000075785 | WMBM | 04-01 |  | TIN-BRN-TID-ELE-CNL-002 | Install a standalone SCADA for Tinaroo Falls Dam (Radial Gate) - Design | 61.8537
2020 | 0000075786 | WMBM | 04-01 |  | TIN-BRN-TID-ELE-CNL-003 | Replace SCADA Telemetry And Controls - Design | 61.8537
2020 | 0000076259 | WIBU | 04-01 |  | UCO-CDM-TAL-WAW-STW | Refurbish: Right Hand Wing Wall - Concrete cap lifted and undermining occurring. (Recommendation / Estimate to come from 5 yearly) | 24.5767
2020 | 0000075818 | WKBB | 04-01 | 5160273 | BBR-BKN-EUG-OWK-CND-002 | Eungella Dam - Internally remove corrosion & patch paint outlet conduits between main conduit & valve house | 6.6001
2020 | 0000075819 | WKBB | 04-01 | 5160273 | BBR-BKN-EUG-OWK-CND-003 | Eungella Dam - Internally remove corrosion & patch paint outlet conduits between main conduit & valve house | 6.6001
2020 | 0000075820 | WKBB | 04-01 | 5160273 | BBR-BKN-EUG-OWK-CND-004 | Eungella Dam - Internally remove corrosion & patch paint outlet conduits between main conduit & valve house | 6.6001
2020 | 0000076234 | WIBU | 04-01 | 5177918 | UCO-LES-WALL-GALL-DRN | Refurbish: Foundation Drains (Carried out every 5 years - Last 15UCO03 very expensive as used drill rigs) | 17.3108
2020 | 0000076072 | WMIM | 04-01 | 5178318 | MDA | Mareeba System - Refurbish - MDA - SIGN REFURB/UPDATE - Irrigation Scheme Common Strategy Signs (30Yr Pln) (Item 13.0) | 23.8662
2020 | 0000076318 | WAIE | 04-01 | 5190280 | BRI-DIST | Clare Ch System - Investigate - DIST-CLAR - CH LNG RFB - Material Project (QCA) Channel Relining Option Analysis AM11_G04 | 25.4308
2020 | 0000075566 | WKBP | 04-01 | 5196459 | PIO-PIR-MAW-SPW | Study: condition and risk assess downstream face of Marian Weir concrete losses (2016 DS Rec 6.3.1) | 14.7156
2020 | 0000075611 | WBBU | 04-01 | 5198179 | UBP-BUR-JON-OWS-001 | Options Study: Decommissioning the 18" outlet valves (2016 DSRec 6.5.6a) | 27.9628
2020 | 0000075613 | WBBU | 04-01 | 5198180 | UBP-BUR-JON-OWS-001 | Inspect Conduit and Penstock (during intake tower concrete refurbishment) (2016 DSRec 6.5.4a, 6.5.5a) | 40.9905
2020 | 0000075612 | WBBU | 04-01 | 5198181 | UBP-BUR-JON-OWS-001-ILS-RAC | Refurbish: Water blast, inspect and patch paint screens (2016 DSRec 6.5.2a) | 21.0067
2020 | 0000075705 | WBBB | 04-01 | 5199474 | BUN-BUR-BAB-OWS-ILS | Design and Build: Bulkhead/Trash screen storage rack - Ben Anderson Barrage (DSRec 2016/2.5.7a) | 34.7751
2020 | 0000075799 | WMBM | 04-01 | 5203217 | TIN-BRN-TID-OWK-002-ILT-RAC | Refurbish 54 (18x3) River Inlet Trash Rack Screens - Tinaroo Dam | 214.4198
2020 | 0000075800 | WABB | 04-01 | 5203222 | BDK-BDR-BFD-SFC-TPW-TKC-LAD | Install new fixed stairs to provide safe access to the top of the clarifier in the WTP - Burdekin Falls Dam | 36.0939
2020 | 0000075889 | WKIA | 04-01 | 5206157 | ETO-BR-BS3-CMPD-CRNE | Brightley BSTR 3 - Inspect - CMPD-CRNE - 2 YEARLY 3RD PARTY INSPECTION - Crane, Hoist & Winch Standard AM.05 | 3.3742
2020 | 0000075749 | WBIG | 04-01 | 5207101 | BIA-WOON-PSTNWS-ELEC-CNTL | Woongarra PSTN - Replace - ELEC-CNTL - SCADA PC - Replace & Refurb Strategy & Irrig Com Strat (Item 1.0) | 5.2495
2020 | 0000075753 | WBIG | 04-01 | 5207102 | BIA-ISIS-PSTNQP-BLDG-FAS | Quart Pot PSTN - Replace - BLDG-FAS - FIRE & SCRTY SYS - Replace & Refurb Strategy & Irrig Com Strat (Item 1.0) | 15.0189
2020 | 0000075876 | WLIW | 04-01 | 5207155 | EME-SEL-IRR-PSTN-CRNE | Selma PSTN - Inspect - PSTN-CRNE - 2 YEARLY 3RD PARTY INSPECTION - Crane, Hoist & Winch Standard AM.05 | 3.6595
2020 | 0000075878 | WLIW | 04-01 | 5207158 | EME-SEL-IRR-PSTN-GT01-CRNE | Selma PSTN - Inspect - GT01-CRNE - 2 YEARLY 3RD PARTY INSPECTION - Crane, Hoist & Winch Standard AM.05 | 3.6595
2020 | 0000075911 | WBIG | 04-01 | 5207343 | BIA-ISIS-PSTNQP | Quart Pot PSTN - Inspect - PSTNQP - HV INSP & TESTING - HV & LV Installation/Maintenance & Inspections AM 26 | 20.0106
2020 | 0000075999 | WBIG | 04-01 | 5207364 | BIA-ISIS-PSTNDB | Don Beattie PSTN - Inspect - IS-PSTNDB - HV INSP & TESTING - HV & LV Installation/Maintenance & Inspections AM 26 | 11.7923
2020 | 0000076007 | WLIW | 04-01 | 5207428 | EME-SEL-IRR-PSTN | Selma PSTN - Investigate - PUMP UNIT RPLC OPTIONS - Material Project (QCA) Options Analysis AM11_G04 | 21.9843
2020 | 0000075880 | WLIW | 04-01 | 5207431 | EME-SEL-IRR-PSTN-GT02-CRNE | Selma PSTN - Inspect - GT02-CRNE - 2 YEARLY 3RD PARTY INSPECTION - Crane, Hoist & Winch Standard AM.05 | 3.6595
2020 | 0000075885 | WKIA | 04-01 | 5207438 | ETO-AR-PSTN-CRNE-HST1 | Abingdon Relift PSTN - Inspect - CRNE-HST1 - 2 YEARLY 3RD PARTY INSPECTION - Crane, Hoist & Winch Standard AM.05 | 2.2034
2020 | 0000075887 | WKIA | 04-01 | 5207438 | ETO-AR-PSTN-CRNE-HST2 | Abingdon Relift PSTN - Inspect - CRNE-HST2 - 2 YEARLY 3RD PARTY INSPECTION - Crane, Hoist & Winch Standard AM.05 | 2.2034
2020 | 0000075738 | WABB | 04-01 | 5207841 | BDK-BDR-BFD-SFC-SEW-TPS | Remove Sludge and refurbish STP tanks and replace missing blower (as per Jacobs rec 2015, Hbird 1910005) | 249.0183
2020 | 0000075744 | WABB | 04-01 | 5207843 | BDK-BDR-BFD-ELE | Refurbish electrical infrastructure as per 'repairs required' recommendations - Burdekin Falls Dam | 6.135
2020 | 0000075764 | WBBU | 04-01 | 5207869 | UBP-BUR-JON-ABT-ABR-PWK | Replace: Timber Cribs (Ground Works) | 97.1416
2020 | 0000076083 | WAIE | 04-01 | 5208105 | BRI-DIST-GIRU-VBW-OWKS-ACVR | Val Bird Weir Access Covers - Replace - OWKS-ACVR - ACCESS COVERS - Replacement & Refurbishment Life Strategy | 9.4471
2020 | 0000076135 | WKBE | 04-01 | 5209461 | KIN-MIR-MDC-CC01 | Refurbish MDC Catch Drain Infrastructure (Desilt, regrade, rip rap, scour, handrail, signage) | 4.0859
2020 | 0000076136 | WKBE | 04-01 | 5209461 | KIN-MIR-MDC-CD-CD01 | Refurbish MDC Catch Drain Infrastructure (Desilt, regrade, rip rap, scour, handrail, signage) | 4.0859
2020 | 0000076137 | WKBE | 04-01 | 5209461 | KIN-MIR-MDC-CD-CD02 | Refurbish MDC Catch Drain Infrastructure (Desilt, regrade, rip rap, scour, handrail, signage) | 4.0859
2020 | 0000076138 | WKBE | 04-01 | 5209461 | KIN-MIR-MDC-CD-CD03 | Refurbish MDC Catch Drain Infrastructure (Desilt, regrade, rip rap, scour, handrail, signage) | 4.0859
2020 | 0000076139 | WKBE | 04-01 | 5209461 | KIN-MIR-MDC-CD-CD04 | Refurbish MDC Catch Drain Infrastructure (Desilt, regrade, rip rap, scour, handrail, signage) | 4.0859
2020 | 0000076140 | WKBE | 04-01 | 5209461 | KIN-MIR-MDC-CD-CD05 | Refurbish MDC Catch Drain Infrastructure (Desilt, regrade, rip rap, scour, handrail, signage) | 4.0859
2020 | 0000076141 | WKBE | 04-01 | 5209461 | KIN-MIR-MDC-CD-CD06 | Refurbish MDC Catch Drain Infrastructure (Desilt, regrade, rip rap, scour, handrail, signage) | 4.0859
2020 | 0000076142 | WKBE | 04-01 | 5209461 | KIN-MIR-MDC-CD-CD08 | Refurbish MDC Catch Drain Infrastructure (Desilt, regrade, rip rap, scour, handrail, signage) | 4.0859
2020 | 0000076143 | WKBE | 04-01 | 5209461 | KIN-MIR-MDC-CD-CD11 | Refurbish MDC Catch Drain Infrastructure (Desilt, regrade, rip rap, scour, handrail, signage) | 4.0859
2020 | 0000076149 | WKBE | 04-01 | 5209462 | KIN-MIR-MDC-E005 | Refurbish MDC Channel (Reline at known leaks Approx. 100m) | 61.35
2020 | 0000076145 | WKBE | 04-01 | 5209468 | KIN-MIR-MDC-FNCE-FN01 | Refurbish MDC Fencing System (Phase1) (Fence wire/posts, grids, gates as required) | 130.9993
2020 | 0000076146 | WKBE | 04-01 | 5209468 | KIN-MIR-MDC-FNCE-FN03 | Refurbish MDC Fencing System (Phase1) (Fence wire/posts, grids, gates as required) | 130.9993
2020 | 0000076144 | WKBE | 04-01 | 5209470 | KIN-MIR-MDC-CF02 | Refurbish MDC Channel Overflow at 8165m (Outlet Dissipater Slabs) | 15.3375
2020 | 0000076158 | WIBT | 04-01 | 5209706 | MAB-MCB-CLM-EMB-EMR-STE | Study: LIDAR survey of Coolmunda Dam d/s embankment (2017 DS Rec 2.5.2) | 29.7899
2020 | 0000076159 | WIBT | 04-01 | 5209708 | MAB-MCB-CLM-INN-INB | Coolmunda Dam - Install standpipes adjacent to identified seepage in right embankment (4 to 5 locations).(2017 DS Rec 2.5.2) | 101.1096
2020 | 0000076184 | WIBS | 04-01 | 5210472 | BAL-BAR-BMD-SFC-FNC-001 | Replacement: Replace and enhance the Downstream fencing on the embankment (DS Rec 2017) | 0
2020 | 0000076189 | WIBS | 04-01 | 5210477 | BAL-BAR-BMD-OWK-002 | Investigate: Ensure filling line has been properly decommissioned (Underwater work) - DS Rec 2017 | 13.4863
2020 | 0000075982 | WBBL | 04-01 | 5211293 | MVA-TCK-TNB-FWY-STR-002 | Refurbish fishway baffle supports - Tinana Barrage (2016DSRec 6.5a) - Installation | 65.8004
2020 | 0000076237 | WMIM | 04-01 | 5212064 | MDA-SWL-SWI-RELF-PSTNA | Price Creek A PSTN - Investigate - RELF-PSTNA - RPL CNTL & SWB OPTIONS - Material Project (QCA) Options Analysis AM11 | 12.1063
2020 | 0000076265 | WABB | 04-01 | 5212211 | BDK-BDR-BFD | Study: 20yr Dam Safety Review -Burdekin Falls Dam (2018-2020 Project) | 146.4252
2020 | 0000075826 | WABB | 04-01 | 5212396 | BDK-BDR-BFD-SFC-REC | Develop rec facility strategy | 0
2020 | 0000076383 | WIBS | 04-01 | 5212498 | BAL-BAR-BMD | Beardmore Dam - Thuraggi Channel Repair (Contingency) | 306.75
2020 | 0000076477 | WMIM | 04-01 | 5212679 | MDA-NWL-IRR-RELF-NW01_5-P009 | North Walsh Ch 1/5 - Investigate - NW1/5 - RPLC BUS CASE NW1/5 - Material Project (QCA) Options Analysis AM11_G04 | 11.3829
2020 | 0000076481 | WMIM | 04-01 | 5212683 | MDA-MAR-IRR-M04_ORG-P002 | Mareeba Ch 4 - Investigate - CH4 - RPLC BUS CASE CH4 - Material Project (QCA) Options Analysis AM11_G04 | 11.3829
2020 | 0000076592 | WBBB | 04-01 |  | BUN-KOL-BUC-BLD-001-WIN | Undertake repairs as per third party inspection report | 23.5055
2020 | 0000076593 | WBBB | 04-01 |  | BUN-KOL-BUC-OWS-ILT-CRJ | Refurbish Crane and components as per SWF third party inspection report | 23.5055
2020 | 0000076602 | WLBD | 04-01 |  | DAW-MOS-EMBK-EWKS | Study: Options/Cost Benefit Analysis protect the upstream face from beaching (2018 DS Rec 2.5.2) | 24.5355
2020 | 0000076580 | WLBN | 04-01 |  | NMA-NGA-FAI-PND | Study: Bathymetric survey of Fairbairn Dam | 368.0321
2020 | 0000005399 | WBIG | 04-11 | 5113074 | BIA-GIGI-MON-PSTNM-ELEC-CNTL | Refurbish Common Control - Interim SCADA upgrade | 87.7487
2020 | 0000075411 | WKIA | 04-11 | 5195313 | ETO-BR-BS2-BPST-VL02 | Replace BPST Float - BS2 BPST Valve 2 | 13.4915
2020 | 0000076312 | WAIE | 04-11 | 5212335 | BRI-DIST-DALB-IRR-PSTNA-VPRM | Dalbeg PSTNA - Replace-Vacuum-Tank- (Failed in Service) | 27.3651
2020 | 0000076553 | WIBT | 04-01 | 5214831 | MAB-MCB-CLM-GLS-005-STR-003-WHL | Maintain: Re-connect the lower wheel on LHS Gate 5 | 13.8862
2020 | 0000076605 | WIBU | 04-01 | 5215153 | UCO-CDM-LES-OWK-001-ILT-RAC | Study: Provide certification and retrospective drawing for the trash rack fishing gear D/S 2018 (2.16) | 3.2467
2020 | 0000076652 | WLBN | 04-01 | 5215957 | NMA-NGA-FAI-SFC-LWS-002-PIP-001 | Fairbairn Dam - SFC-LWS - Refurbish - SEAL CHEM STORAGE BUND AT WTP - C/O Project April 2018 | 30.8511
2020 | 0000076653 | WLBC | 04-21 | 5215959 | CVA-CLC-CAL-OWK-TNL | Callide Dam - OWK-TNL - Study - RISK & OPT ANAL U/S BELLMTH D/S CONDT 1200 MSCL DS 5.4.6a - C/O Project April 2018 | 30.1824
2020 | 0000076657 | WKBP | 04-01 | 5215969 | PIO-PIR-TEM-SPW-STS-SPA | Teemburra Dam - STS-SPA - Refurbish - PULLOUT TSTS GROUT ANCHORS EXT SPLWY SLAB - C/O Project April 2018 | 69.4476
2020 | 0000076685 | WKBE | 04-01 | 5216058 | KIN-LCY-KID-PTG | Refurbish Kinchant Dam Borrow pits - clean and profile drains | 67.5179
2020 | 0000076706 | WBBB | 04-01 | 5216472 | BUN-KOL-FHD | Study: 20yr Dam Safety Review - Fred Haigh Dam | 129.8443
2020 | 0000076707 | WLBT | 04-01 | 5216473 | TMC-TMW-CNI | Study: 20yr Dam Safety Review (by 1 Dec 2019)- Part 2 | 117.446
2021 | 0000048844 | WBIG | 04-01 | 5107969 | BIA-GOOB-BSTR-OTLT-GATE | Gooburrum BSTR - Refurbish - OTLT-GATE (2) - Replacement & Refurbishment Life Strategy | 43.0687
2021 | 0000049199 | WBIC | 04-01 | 5113409 | LOW-CHB-BSTR-OTLT1 | Replace WALKWAY & HANDRAILS | 8.5293
2021 | 0000049201 | WBIC | 04-01 | 5113409 | LOW-CHB-BSTR-OTLT1 | Replace SCREEN | 8.5293
2021 | 0000003834 | WBIG | 04-01 | 5113485 | BIA-BING-BMC-BP01-VLV | Bingara MC - Refurbish - BP01-VLV - SB DSK VLV BLST/PNT/SEALS - Replacement & Refurbishment Life Strategy | 20.6954
2021 | 0000073306 | WBIG | 04-01 | 5121418 | BIA-BING-BSTR-OTLT-SCRN | Refurbish Screen (blast, paint, anodes) | 24.7834
2021 | 0000057410 | WIBN | 04-01 | 5135299 | CUW-WRG-TAN-WAW-STW | Ref:Knock in conc on front face of weir and @ imp rock to prot Zone 1 impervious fill,weepholes + sealant + rock mattress (DS rec) | 53.3003
2021 | 0000003858 | WBIG | 04-01 | 5145825 | BIA-GOOB-GMC-BP-GATE | Gooburrum Main Channel - Refurbish - BP-GATE - Replacement & Refurbishment Life Strategy | 20.433
2021 | 0000003851 | WBIG | 04-01 | 5145825 | BIA-GOOB-GMC-INLT1-GT01 | Gooburrum Main Channel - Refurbish - GT01 -GATE - REGULATOR GATE - Float Regulating Gate Refurbishment Strategy | 20.433
2021 | 0000003855 | WBIG | 04-01 | 5145825 | BIA-GOOB-GMC-RG-RG02-GATE | Gooburrum Main Channel - Refurbish - RG02-GATE - REGULATOR GATE - Float Regulating Gate Refurbishment Strategy | 20.433
2021 | 0000058262 | WABP | 04-01 | 5212705 | PRO-PRR-PFD-OWK-OLT-VLV-VLG-002 | Remove, inspect and repair Guard Valve #2, and the associated flange interfaces (2013 DS Rec. 8.6.2) (2017 P2) | 116.2772
2021 | 0000058260 | WABP | 04-01 | 5212705 | PRO-PRR-PFD-OWK-OLT-VLV-VLR-002 | Repair / refurbish the corroded internal surfaces of the Discharge Regulator #2 (2013 DS Rec. 8.5.2a) (2017 P2) | 116.2772
2021 | 0000065117 | WKBP | 04-01 | 5164289 | PIO-MO | Replace existing flow meter (1 per year) (P2) - Pioneer River | 5.4252
2021 | 0000065120 | WKBB | 04-01 | 5164294 | BBR-BOWN-MO | Replace existing flow meter (1 per year) (P2) | 4.897
2021 | 0000065142 | WMBM | 04-01 | 5164316 | TIN-BR-BRMO | Replace Meter Program (3 per year) - Barron River (P2) | 16.2353
2021 | 0000065143 | WABB | 04-01 | 5212586 | BDK-BURD-BURD-MO | Replace Meter Program (3 per year) - Burdekin River (P2) (Was 16BDK10 ) | 16.2353
2021 | 0000008908 | WIBU | 04-01 | 5164323 | UCO-UCR-MO | Replacement meter program as per 2015 UCO strategy (P2) | 41.6332
2021 | 0000065148 | WIBH | 04-01 | 5164326 | CHW-MO | Replacement of Chinchilla Meter Outlets - 2015 IBHStrategy | 12.191
2021 | 0000065104 | WLBC | 04-01 | 5164410 | CVA-CALR-MO | Meter Replacement (12 per year) - Callide Valley (P2) | 64.7963
2021 | 0000065103 | WLBD | 04-01 | 5164413 | DAW-DAWR-MO | Meter Replacement - Dawson Valley (7 per year) (P2) | 87.9402
2021 | 0000065089 | WBBR | 04-01 | 5173603 | BBA-BBRS-MO | Replace Meter Program (11 per year) - Barker Barambah (P2) | 11.3359
2021 | 0000067328 | WBBR | 04-01 | 5173604 | BBA-URG-FMO | Replace Customer Meter (1 Per Year) - Upper Redgate (P2) | 5.3297
2021 | 0000065090 | WBBY | 04-01 | 5173605 | BYR-MO | Replace Meter Program (3 per year) - Boyne River (P2) | 15.8954
2021 | 0000008922 | WIBS | 04-01 | 5176728 | BAL-BALO | Replacement of St George River meters - 2015 IBS Strategy (P2) | 13.4361
2021 | 0000065147 | WIBT | 04-01 | 5176730 | MAB-MO | Replacement Meter strategy for IBT as developed in 2015 (P2) | 24.3527
2021 | 0000004858 | WBBR | 04-01 | 5212718 | BBA-BKR-BPD-OWK-OLT-VLV-VLR-001 | Refurbish Regulating Valve No. 1 - Patch Painting (2013/6.4.10a) | 47.5223
2021 | 0000073858 | WLBC | 04-01 | 5191098 | CVA-CLC-CAL-SPW-STS | Undertake Ground Penetrating Radar Survey of the concrete. To be done together with the 20 yearly dam safety review | 242.273
2021 | 0000073859 | WLBC | 04-01 | 5191099 | CVA-CLC-CAL-SPW-STS | Undertake CCTV Camera Inspection of Sub-surface drainage. To be done together with the 20 yearly dam safety review | 32.6563
2021 | 0000065807 | WBBU | 04-01 | 5194915 | UBP-NGO-WUR-OWK-001-CND-001 | Refurbish Pipe 1 Main Outlet (915) (2016DS Rec 6.2.7a, 6.2.11a) | 32.4944
2021 | 0000069988 | WBBU | 04-01 | 5206657 | UBP-NGO-WUR-OWK-001-OLT-VLV-VLG-001 | Replace: Valve & Actuator - 915mm dia butterfly valves (2016 DS Report Rec 6.2.9a) | 134.1562
2021 | 0000069986 | WBBU | 04-01 | 5212684 | UBP-NGO-WUR-OWK-001-OLT-VLV-VLR-001 | Refurbish Valve - 762mm dia regulating valve (2016 DS Report Rec 6.2.10a) | 59.9112
2021 | 0000065102 | WLBT | 04-01 | 5195027 | TMC-MO | Meter Replacement Three Moon Creek (8 per year) (P2) | 42.394
2021 | 0000065145 | WABP | 04-01 | 5195028 | PRO-PRIA-PRS-MO | Replace Meter Program (8 per year) - Proserpine River (P2) | 32.8265
2021 | 0000075401 | WLBT | 04-01 | 5195203 | TMC-TMW-CNI | Install a warning device for outlet releases - Cania Dam | 84.4529
2021 | 0000075493 | WKIA | 04-01 | 5196193 | ETO-OMC-FMTR | Oakenden MC - Replace - ETO-OMC-FMTR - Replace Meter - Material Project (QCA) Control Equip Option Analysis AM11_G04 | 159.7683
2021 | 0000069991 | WBBB | 04-01 | 5207814 | BUN-BUR-BAB-BLD-002 | Refurbish Control Building (Right Bank) - Ben Anderson Barrage | 47.1628
2021 | 0000070923 | WBBY | 04-01 |  | BYR-BOY-BOO-OWK-ILT-CRM | Options Analysis: Fixed vs. Mobile Crane | 24.3346
2021 | 0000071809 | WBBU | 04-01 |  | UBP-BUR-JON-OWS-001-ILS-GTE | Options Study: Replace Outlet Gate Valve & Gearbox | 30.4182
2021 | 0000005435 | WBIG | 04-01 | 5113072 | BIA-BING-PSTNBY-BLDG-STRU | Bullyard PSTN - Refurbish - BLDG-STRU - BUILDING REFURB - Irrigation Scheme Common Strategy (30Yr Pln) (Item 14.1) | 19.1626
2021 | 0000001302 | WAIE | 04-01 | 5113813 | BRI-DIST-MILL-IRR-PSTNB-SWB | Millaroo PSTN B - Refurbish - PSTNB-SWB - REPLACE CONTACTORS - Replace & Refurb Strategy & Irrig Com Strat (Item 1.1) | 23.2934
2021 | 0000000741 | WAIE | 04-01 | 5130775 | BRI-DIST-HAUG-IRR-PSTN2_3-PUN3-GBX1 | Tom Fenwick PSTN 2_3 - Refurbish - PUN3-GBX1 - REDUCTION GRBX - Replacement & Refurbishment Life Strategy | 79.5247
2021 | 0000000726 | WAIE | 04-01 | 5134622 | BRI-DIST-HAUG-IRR-PSTN2_3-PUN2-PUMP | Tom Fenwick PSTN 2_3 - Refurbish - PUN2-PUMP - PUMP NO.2 - Replacement & Refurbishment Life Strategy | 126.8575
2021 | 0000000811 | WAIE | 04-01 | 5145482 | BRI-DIST-MILL-IRR-PSTNA-PUN4-PUMP | Millaroo PSTN A - Refurbish - PUN4-PUMP - PUMP NO 4 - Replacement & Refurbishment Life Strategy | 51.0735
2021 | 0000058451 | WBIG | 04-01 | 5145720 | BIA-WOON-PSTNWS-PUN4-MTOR | Woongarra PSTN - Refurbish - PUN4-MTOR - ELECTRIC MOTOR - Replacement & Refurbishment Life Strategy | 13.9639
2021 | 0000069809 | WLBC | 04-01 | 5156737 | CVA-CLC-CAL-ELE-ELC-001 | Replace Cables & Cableways (refer to 2019 condition assessment) - Design, Drawing | 91.7982
2021 | 0000056863 | WKIA | 04-01 | 5158920 | ETO-OMC-E007-EWKS | Oakenden MC - Replace - E007-EWKS - INST SUB/SRF DRNS M012 - Irrigation Common Strategy EWKS Ch (30Yr Pln) (Item 5.0) | 44.1906
2021 | 0000069134 | WABB | 04-01 | 5160068 | BDK-BDR-BFD-ELE-ELL-CNL | Replace Autodialler, 700 Rtu Edac | 0
2021 | 0000006839 | WKBP | 04-01 | 5160319 | PIO-PIR-TEM-SPW | Teemburra Dam Spillway - Clean/ream out all the seepage drains DS item # 2009/11 | 29.8723
2021 | 0000065095 | WBBU | 04-01 | 5164206 | UBP-SWJG | Replace Meter Program (1 per year) - John Goleby (P2) | 5.3297
2021 | 0000065202 | WABB | 04-01 | 5165364 | BDK-BDR-BFD-OWK-ILT-BKS | Patch paint 12 baulks stored in their slots, and one rack of Baulks at the dam | 274.92
2021 | 0000065205 | WABB | 04-01 | 5165462 | BDK-BDR-BFD-OWK-GTR-001 | Sand blast and patch paint rusted areas on Radial Gate 1 - Burdekin Falls Dam (2015DS Rec 2.10.3a) | 99.3443
2021 | 0000073124 | WMIM | 04-01 | 5178324 | MDA | Mareeba System - Refurbish - MDA - SCHEME FENCING REFURB - Irrigation Scheme Common Strategy Fencing (Item 12.0) | 48.6444
2021 | 0000000774 | WABB | 04-01 | 5180009 | BDK-BDR-BFD-ELE-ELL-CNL | Change out UPS - replace UPS & batteries | 0
2021 | 0000057953 | WBIG | 04-01 | 5189309 | BIA-ISIS-BSTR-OTLT1-BG | Isis BSTR - Refurbish - OTLT1-BG - BLST/PAINT (2016 DS Rec 6.2.2a) - Replacement & Refurbishment Life Strategy | 6.9282
2021 | 0000074831 | WBIG | 04-01 | 5189309 | BIA-ISIS-BSTR-OTLT2 | Isis BSTR - Refurbish - STR-OTLT2 - RFRB GTE/GDS (2016DS Rec 6.2.1a) - Replacement & Refurbishment Life Strategy | 6.9282
2021 | 0000003887 | WBIG | 04-01 | 5190318 | BIA-ISIS-PSTNDB-CRNE | Don Beattie PSTN - Inspect - TNDB-CRNE - 7 YEARLY 3RD PARTY INSPECTION - Crane, Hoist & Winch Standard AM.05 | 5.7329
2021 | 0000075498 | WBBL | 04-01 | 5196208 | MVA-MRR-MRB-FWY-STR-002 | Replace: Lower Fishway Baffles with Stainless Steel option (2016DS Rec 6.7a) 11 in total (Salt Water Affected) | 37.1753
2021 | 0000071696 | WBBR | 04-01 |  | BBA-BRM-JOE-WTR-001 | Conduct: Bathymetric Survey for siltation | 24.3346
2021 | 0000072024 | WBBR | 04-01 |  | BBA-BRM-SIL-WTR-001 | Study: Bathymetric Survey Upstream Watercourse | 24.3346
2021 | 0000065500 | WBBB | 04-01 |  | BUN-KOL-FHD-OWK-CND-001 | Refurbish Monduran Pump Station Pipe (2159) - patch paint externally | 60.8364
2021 | 0000070561 | WMBM | 04-01 |  | TIN-BRN-TID-ELE-CNL-003 | Replace SCADA Telemetry And Controls - Procurement and Installation | 127.4566
2021 | 0000004053 | WBIG | 04-01 | 5112848 | BIA-GIGI-MON-PSTNM-PUN1-MTOR | Monduran PSTN - Refurbish - PUN1-MTOR - ELECTRIC MOTOR - Replacement & Refurbishment Life Strategy | 42.9491
2021 | 0000064864 | WBIC | 04-01 | 5112863 | LOW-CHB-PSTN-ELEC-CBLE | Copenhagen Bend PSTN - Replace - ELEC-CBLE - SIGN RFRB - Irrigation Scheme Common Strategy Signs (30Yr Pln) (Item 13.0) | 27.8018
2021 | 0000005377 | WBIC | 04-01 | 5112863 | LOW-CHB-PSTN-ELEC-CNTL | Copenhagen Bend PSTN - Replace - ELEC-CNTL - PLC/SCADA SYS - Replace & Refurb Strategy & Irrig Com Strat (Item 1.0) | 27.8018
2021 | 0000064865 | WBIC | 04-01 | 5112863 | LOW-CHB-PSTN-ELEC-SWB | Copenhagen Bend PSTN - Replace - ELEC-SWB - SWBD LV DESIGN - Replace & Refurb Strategy & Irrig Com Strat (Item 1.0) | 27.8018
2021 | 0000006120 | WKBB | 04-01 | 5160262 | BBR-BNR-BRW-BYP-RAC | Refurbish Screens - repaint and repair as required | 24.6278
2021 | 0000058440 | WBIC | 04-01 | 5160945 | LOW-OW-PSTN-ELEC-CNTL | Owanyilla PSTN - Replace - ELEC-CNTL - DESIGN & PROCURE - Material Project (QCA) Options Analysis AM11_G04 | 58.4257
2021 | 0000064894 | WMBM | 04-01 | 5161018 | TIN-BRN-TID-ELE-CNL-002 | Install a standalone SCADA for Tinaroo Falls Dam (Radial Gate) - Procurement and Installation | 108.576
2021 | 0000070477 | WLBN | 04-01 | 5175340 | NMA-MCK-BDW-ELE-CNL | Install new PC and SCADA - Business Case and Procurement | 110.6552
2021 | 0000004904 | WBBB | 04-01 | 5189594 | BUN-KOL-FHD-OWK-OLT-TNL-DOR | Refurbish Door (2016DS Rec 6.3.9a) - cannot remove, refurbish insitu, work in confined space difficult | 34.4615
2021 | 0000065505 | WBBB | 04-01 | 5189594 | BUN-KOL-FHD-OWK-OLT-PIP | Refurbish Outlet Pipes (2016DS Rec 6.3.10a/b/c) | 34.4615
2021 | 0000004906 | WBBB | 04-01 | 5189595 | BUN-KOL-FHD-OWK-OLT-VLV-VLR-001 | Refurbish Linkages and Valve Seals (2016DS Rec 6.3.12a/b) - FH Dam Reg Valve 1 | 22.52
2021 | 0000004907 | WBBB | 04-01 | 5189595 | BUN-KOL-FHD-OWK-OLT-VLV-VLR-002 | Refurbish Linkages and Valve Seals (2016DS Rec 6.3.12a/b) - FH Dam Reg Valve 2 | 22.52
2021 | 0000004909 | WBBB | 04-01 | 5189595 | BUN-KOL-FHD-OWK-OLT-VLV-VLR-003 | Refurbish Linkages and Valve Seals (2016DS Rec 6.3.12a/b) - FH Dam Reg Valve 3 | 22.52
2021 | 0000074841 | WBBB | 04-01 | 5189596 | BUN-KOL-FHD-OWK-OLT | Replace/Refurbish Drain and Fill Valves (2016DS Rec 6.3.13) | 35.7428
2021 | 0000004657 | WBIG | 04-01 | 5194979 | BIA-ISIS-PSTNQP-PUN4-DV | Quart Pot PSTN - Refurbish - PUN4-DV - RFRB VLV & ACT - Irrigation Scheme Common Strategy (30Yr Pln) (Items 6.0 & 6.1) | 24.602
2021 | 0000004658 | WBIG | 04-01 | 5194981 | BIA-ISIS-PSTNQP-PUN4-PUMP | Quart Pot PSTN - Refurbish - PUN4-PUMP - PUMP - Replacement & Refurbishment Life Strategy | 51.6755
2021 | 0000074630 | WABB | 04-01 |  | BDK-BDR-BFD-WAA-WAL-LFT | Replacement of Alimak lift safety device | 32.0096
2021 | 0000074678 | WABB | 04-01 |  | BDK-BDR-BFD-ELE-DET-DEF-FIA | Pressure test Fire Suppression System cylinder | 8.9627
2021 | 0000074062 | WABB | 04-01 | 5212190 | BDK-BDR-CLW-GTE-GTF-HYD | Refurbish Hydraulic System and cylinders - Stage 4 | 643.8741
2021 | 0000018539 | WLBC | 04-01 |  | CVA-CLC-CAL-ELE-SWB-001 | Replace Switchboard - Main Elec Services Bldg - assess, scope | 25.3955
2021 | 0000018540 | WLBC | 04-01 |  | CVA-CLC-CAL-ELE-SWB-004 | Replace Switchboard - Bldg Serv Elec Serv Bldg - Option Analysis, scope design | 9.5233
2021 | 0000021563 | WLBC | 04-01 | 5212158 | CVA-CLC-CAL-ELE-SWB-006 | Replace Switchboard - Inlet Tower asses and scope | 18.4427
2021 | 0000075163 | WLBN | 04-01 |  | NMA-NGA-FAI-SFC-LWS-002-PIP-001 | Refurbish: Chemical dosing/storage enhancements and plant automation | 317.4435
2021 | 0000072772 | WLBN | 04-01 |  | NMA-NGA-FAI-SFC-LWS-002-TKW-001 | Replace LOW LEVEL STORAGE TANK (STEEL) | 228.5593
2021 | 0000073169 | WABP | 04-01 |  | PRO-PRR-PFD-OWK-ILT-STR | Improvement of the Inlet Tower Structure - site work | 640.1914
2021 | 0000051544 | WIBS | 04-01 | 5107607 | BAL-BAR-BMD-SPW-CRG-STR | Study: Inspections - Carry Out Regulatory 10 Crane Certification (Field Engineers report pending) | 30.0956
2021 | 0000048805 | WABB | 04-01 | 5107968 | BDK-BDR-CLW | Study: Failure Impact Assessment | 17.3271
2021 | 0000003995 | WBIG | 04-01 | 5112883 | BIA-GIGI-TIRR-PSTN-PUN2-MTOR | Tirroan PSTN - Refurbish - PUN2-MTOR - ELECTRIC MOTOR - Replacement & Refurbishment Life Strategy | 23.5533
2021 | 0000004151 | WBIG | 04-01 | 5113031 | BIA-BING-PSTNMC-PUN2-MTOR | McIlwraith PSTN - Refurbish - PUN2-MTOR - ELECTRIC MOTOR - Replacement & Refurbishment Life Strategy | 19.9172
2021 | 0000003840 | WBIG | 04-01 | 5113032 | BIA-BING-PSTNMC-PUN2-NRV | McIlwraith PSTN - Refurbish - PUN2-NRV - REFLUX VALVE - Replace & Refurb Strategy & Irrig Com Strat (Item 6.0) | 10.7086
2021 | 0000027093 | WBIG | 04-01 | 5113070 | BIA-ABBO-PSTN-ELEC-SWB | Abbotsford PSTN - Replace - ELEC-SWB - SWITCHBOARD, LV - Replace & Refurb Strategy & Irrig Com Strat (Item 1.1) | 185.0463
2021 | 0000001008 | WAIE | 04-01 | 5113670 | BRI-DIST-CLAR-IRR-PSTNA-RM01-STK | Clare PSTN A - Refurbish - RM01-STK - BLAST & PAINT - Replacement & Refurbishment Life Strategy | 32.6093
2021 | 0000045879 | WMIM | 04-01 | 5113900 | MDA-BIB-IRR-MC-RG01-ACT1 | Biboohra MC - Replace - RG01-ACT1 - GATE ACTUATION - Replacement & Refurbishment Life Strategy | 30.451
2021 | 0000044577 | WMIM | 04-01 | 5113900 | MDA-MAR-IRR-M09-CO-ACT1 | Mareeba Ch M09 - Replace - CO-ACT1 - GATE ACTUATION - Replacement & Refurbishment Life Strategy | 30.451
2021 | 0000008379 | WMIM | 04-01 | 5113960 | MDA-WBA-MC-MC_D-WB09-BP01 | West Barron MC - Refurbish - WB09-BP01 - BK PRES STR 1031.75M - Replacement & Refurbishment Life Strategy | 10.677
2021 | 0000008385 | WMIM | 04-01 | 5113979 | MDA-SWL-SWI-SW22-BP | South Walsh Ch SW22 - Refurbish - SW22-BP - REPAINT MTLWK - Replacement & Refurbishment Life Strategy | 10.677
2021 | 0000006361 | WKIA | 04-01 | 5121412 | ETO-OMC-RG-RG02-GATE | Oakenden MC - Refurbish - RG02-GATE - AVIS GATE - Float Regulating Gate Refurbishment Strategy | 41.1749
2021 | 0000041084 | WMIM | 04-01 | 5121470 | MDA-BIB-IRR-MC-RG03-CNTL | Biboohra MC - Replace - RG03-CNTL - CONTROLLER - Replace & Refurb Strategy & Irrig Com Strat (Item 1.0) | 13.484
2021 | 0000056746 | WBIG | 04-01 | 5212604 | BIA-ISIS-PSTNDB | Don Beattie PSTN - Investigate - PSTNDB - 4 YRLY DEF SURVEY - Periodic Deformation Survey (Risk) | 16.1582
2021 | 0000005521 | WBIG | 04-01 | 5132491 | BIA-BING-PSTNBC-PUN2-PUMP | Bucca PSTN - Refurbish - PUN2-PUMP - PUMP - Replacement & Refurbishment Life Strategy | 31.162
2021 | 0000004623 | WBIG | 04-01 | 5132498 | BIA-ISIS-PSTNDH-PUN1-PUMP | Dinner Hill PSTN - Refurbish - PUN1-PUMP - PUMP - Replacement & Refurbishment Life Strategy | 23.3015
2021 | 0000057308 | WIBS | 04-01 | 5134655 | BAL-BAR-JTW-CRN | Study: 10 year crane inspection (pending outcome of Field Engineers audit in 2019) | 21.1687
2021 | 0000058285 | WBBU | 04-01 | 5145265 | UBP-NGO-WUR | Review of Comprehensive Risk Assessment - Wuruma Dam | 166.035
2021 | 0000058533 | WAIE | 04-01 | 5145771 | BRI-DIST-DALB-IRR-PSTNA-SM-PIPE | Dalbeg PSTN A - Refurbish - SM-PIPE - RFRB EXT COATING - Condition Assessment & Irrig Com Stgy (30 year) (Item 3.2) | 69.0604
2021 | 0000055972 | WAIE | 04-01 | 5145890 | BRI-DIST-DALB-IRR-PSTNB-CNTL | Dalbeg PSTN B - Replace - STNB-CNTL - PLC SCADA SUPP/INST - Replace & Refurb Strategy & Irrig Com Strat (Item 1.0) | 74.2605
2021 | 0000056237 | WAIE | 04-01 | 5146070 | BRI-DIST-CLAR-IRR-PSTNA-CNTL | Clare PSTN A - Replace - PSTNA-CNTL - PLC SCADA SUPP/INST - Replace & Refurb Strategy & Irrig Com Strat (Item 1.0) | 74.2605
2021 | 0000049915 | WLBC | 04-01 | 5156709 | CVA-CLC-CCW | Study: WEIR PROGRAM - Comprehensive 5 yearly inspection | 28.4975
2021 | 0000021564 | WLBC | 04-01 | 5156722 | CVA-CLC-CAL-ELE-SWB-008 | Replace Switchboard - Dist Board Valve House (Scope Development, Procurement) | 53.7407
2021 | 0000003159 | WLBD | 04-01 | 5156758 | DAW-MOS-PSTN-PUN1-PUMP | MOSS Pump Station Pump1 refurbishment | 42.6337
2021 | 0000055764 | WLBN | 04-01 | 5156912 | NMA-NGA-SLW-SPW | Patch missing and spalled concrete - Selma Weir (2011 DS Recom 2.5.2, 2.5.3, 2.5.4, 2.5.8, 2.5.10, 2.5.11) | 30.5239
2021 | 0000064216 | WIBT | 04-01 | 5157416 | MAB-MCB-CLM-SPW-CRN-CRG | Refurbish: Undertake specified works from crane maintenance audit in 2019 | 22.3597
2021 | 0000055963 | WLBN | 04-01 | 5158866 | NMA-NGA-FAI-SFC-LWS-002-CNL | Control Upgrade and PLC Replacement - Fairbairn Dam WTP | 170.1598
2021 | 0000064346 | WMIM | 04-01 | 5206603 | MDA-NWL-IRR-MC-RG02-GATE | North Walsh MC - Refurbish - RG02-GATE - AVIS GTE BLST & PAINT - Float Regulating Gate Refurbishment Strategy | 16.8324
2021 | 0000008158 | WMIM | 04-01 | 5159115 | MDA-SWL-SWI-MC-CR08-GATE | South Walsh MC - Refurbish - CR08-GATE - AMIL GTE BLST & PAINT - Float Regulating Gate Refurbish Strategy | 12.9668
2021 | 0000008160 | WMIM | 04-01 | 5159115 | MDA-SWL-SWI-MC-CR11-GATE | South Walsh MC - Refurbish - CR11-GATE - AMIL GTE BLST & PAINT - Float Regulating Gate Refurbish Strategy | 12.9668
2021 | 0000008161 | WMIM | 04-01 | 5159115 | MDA-SWL-SWI-MC-CR12-GATE | South Walsh MC - Refurbish - CR12-GATE - AMIL GTE BLST & PAINT - Float Regulating Gate Refurbish Strategy | 12.9668
2021 | 0000064359 | WMIM | 04-01 | 5159115 | MDA-SWL-SWI-MC-CR13-GATE | South Walsh MC - Refurbish - CR13-GATE - AMIL GTE BLST & PAINT - Float Regulating Gate Refurbish Strategy | 12.9668
2021 | 0000008163 | WMIM | 04-01 | 5159115 | MDA-SWL-SWI-MC-CR14-GATE | South Walsh MC - Refurbish - CR14-GATE - AMIL GTE BLST & PAINT - Float Regulating Gate Refurbish Strategy | 12.9668
2021 | 0000008164 | WMIM | 04-01 | 5159115 | MDA-SWL-SWI-MC-CR15-GATE | South Walsh MC - Refurbish - CR15-GATE - AMIL GTE BLST & PAINT - Float Regulating Gate Refurbish Strategy | 12.9668
2021 | 0000064360 | WMIM | 04-01 | 5159115 | MDA-SWL-SWI-MC-OVF-OVF11-GATE | South Walsh MC - Refurbish - OVF11-GATE - AMIL GTE BLST & PAINT - Float Regulating Gate Refurbish Strategy | 12.9668
2021 | 0000064361 | WMIM | 04-01 | 5159115 | MDA-SWL-SWI-MC-OVF-OVF12-GATE | South Walsh MC - Refurbish - OVF12-GATE - AMIL GTE BLST & PAINT - Float Regulating Gate Refurbish Strategy | 12.9668
2021 | 0000007962 | WMIM | 04-01 | 5206604 | MDA-WBA-MC-MC_B-CR04-GT01 | West Barron MC - Refurbish - CR04-GT01 - AMIL GTE BLST & PAINT - Float Regulating Gate Refurbishment Strategy | 14.2554
2021 | 0000007974 | WMIM | 04-01 | 5206604 | MDA-WBA-MC-MC_B-CR10-GT01 | West Barron MC - Refurbish - CR10-GT01 - AMIL GTE BLST & PAINT - Float Regulating Gate Refurbishment Strategy | 14.2554
2021 | 0000007975 | WMIM | 04-01 | 5206604 | MDA-WBA-MC-MC_B-CR11-GT01 | West Barron MC - Refurbish - CR11-GT01 - AMIL GTE BLST & PAINT - Float Regulating Gate Refurbishment Strategy | 14.2554
2021 | 0000007977 | WMIM | 04-01 | 5206604 | MDA-WBA-MC-MC_B-CR12-GT01 | West Barron MC - Refurbish - CR12-GT01 - AMIL GTE BLST & PAINT - Float Regulating Gate Refurbishment Strategy | 14.2554
2021 | 0000007979 | WMIM | 04-01 | 5206604 | MDA-WBA-MC-MC_B-CR14-GT01 | West Barron MC - Refurbish - CR14-GT01 - AMIL GTE BLST & PAINT - Float Regulating Gate Refurbishment Strategy | 14.2554
2021 | 0000006888 | WKBP | 04-01 | 5159281 | PIO-PIR-TEM | Study: 5yr Dam Comprehensive Inspection (by 1 Dec 2020) | 131.676
2021 | 0000064962 | WIBU | 04-01 | 5159364 | UCO-CDM-LES-OWK-002-ILT-VLV-VLI-001 | Refurbish: Design and manufacture 2 new blank flanges as part of strategy | 11.8184
2021 | 0000002497 | WLBC | 04-01 | 5159366 | CVA-KRC-KRM | Study: Comprehensive Risk Assessment | 154.6403
2021 | 0000071208 | WKBB | 04-01 | 5159822 | BBR-BKN-EUG | Review Comprehensive Risk Assessment - Eungella Dam (to be carried out after dam safety review) | 164.4998
2021 | 0000064502 | WBIG | 04-01 | 5159844 | BIA-ISIS-PSTNDB-FM-FMTR | Don Beattie PSTN - Investigate - FM-FMTR - CALIB/TEST/REPORT - 30y Irrigation Strategy (Item 4.0 & 4.1) AM14_S2 | 12.1223
2021 | 0000064544 | WIBU | 04-01 | 5160207 | UCO-UCNB-NBRA | Reprofile North Branch | 57.9975
2021 | 0000064599 | WBBR | 04-01 | 5160453 | BBA | Asset Revaluation - BBR - Barker Barambah | 23.5441
2021 | 0000064600 | WBBY | 04-01 | 5160454 | BYR-BOY-BOO | Asset Revaluation - BBY - Boyne River | 13.831
2021 | 0000064603 | WBBB | 04-01 | 5160456 | BUN-KOL-FHD | Asset Revaluation - BBB - Bundaberg | 54.607
2021 | 0000064613 | WBBU | 04-01 | 5160458 | UBP | Asset Revaluation - BBU - Upper Burnett | 44.0551
2021 | 0000064631 | WIBU | 04-01 | 5160469 | UCO-CDM-LES | Asset Revaluation - IBU - Upper Condamine | 51.4589
2021 | 0000064609 | WIBT | 04-01 | 5160471 | MAB | Asset Revaluation - IBT - Macintyre Brook | 33.3243
2021 | 0000072015 | WBBB | 04-01 | 5160521 | BUN-BUR-NCW-SPW-STS-SPD | Refurbish End Sill Concrete (Exposed Reinforcement) | 74.7242
2021 | 0000064608 | WLBN | 04-01 | 5160590 | NMA | Asset Revaluation - LBN - Nogoa Mackenzie | 47.5081
2021 | 0000064604 | WABP | 04-01 | 5160594 | PRO | Asset Revaluation - ABP - Proserpine | 30.8923
2021 | 0000064602 | WABB | 04-01 | 5160595 | BDK-BDR | Asset Revaluation - ABB - Burdekin | 30.4144
2021 | 0000064610 | WMBM | 04-01 | 5160596 | TIN-BRN-TID | Asset Revaluation - MBM - Mareeba | 18.9964
2021 | 0000064605 | WKBB | 04-01 | 5160605 | BBR | Asset Revaluation - KBB - Bowen Broken | 30.8736
2021 | 0000064612 | WKBE | 04-01 | 5160607 | KIN-LCY-KID | Asset Revaluation - KBE - Eton | 43.7509
2021 | 0000064611 | WKBP | 04-01 | 5160609 | PIO | Asset Revaluation - KBP - Pioneer | 25.7295
2021 | 0000064596 | WLBT | 04-01 | 5160701 | TMC | Asset Revaluation - LBT - Three Moon Creek | 28.0299
2021 | 0000064597 | WLBD | 04-01 | 5160705 | DAW-DAR | Asset Revaluation - LBD - Dawson | 39.6135
2021 | 0000064598 | WLBC | 04-01 | 5160707 | CVA | Asset Revaluation - LBC - Callide | 66.1588
2021 | 0000004586 | WBIG | 04-01 | 5161002 | BIA-BING-PSTNMC-PUN2-DV | McIlwraith PSTN - Refurbish - PUN2-DV - VALVE, 450MM - Irrigation Scheme Common Strategy (30Yr Pln) (Items 6.0 & 6.1) | 26.8141
2021 | 0000004588 | WBIG | 04-01 | 5161046 | BIA-BING-PSTNMC-PUN2-SV | McIlwraith PSTN - Refurbish - PUN2-SV - SUCTION VALVE - Irrigation Scheme Common Strategy (30Yr Pln) (Items 6.0 & 6.1) | 12.9949
2021 | 0000056065 | WBIG | 04-01 | 5161182 | BIA-WOON-PSTNW-FM-FMTR1 | Woongarra PSTN - Replace - FM-FMTR1 - FLOW METER, 750MM - 30y Irrigation Strategy (Item 4.0 & 4.1) AM14_S2 | 43.2969
2021 | 0000056066 | WBIG | 04-01 | 5161182 | BIA-WOON-PSTNW-FM-FMTR2 | Woongarra PSTN - Replace - FM-FMTR2 - FLOW METER, 750MM - 30y Irrigation Strategy (Item 4.0 & 4.1) AM14_S2 | 43.2969
2021 | 0000056067 | WBIG | 04-01 | 5161182 | BIA-WOON-PSTNW-FM-FMTR3 | Woongarra PSTN - Replace - FM-FMTR3 - FLOW METER, 750MM - 30y Irrigation Strategy (Item 4.0 & 4.1) AM14_S2 | 43.2969
2021 | 0000056068 | WBIG | 04-01 | 5161182 | BIA-WOON-PSTNW-FM-FMTR4 | Woongarra PSTN - Replace - FM-FMTR4 - FLOW METER, 750MM - 30y Irrigation Strategy (Item 4.0 & 4.1) AM14_S2 | 43.2969
2021 | 0000056069 | WBIG | 04-01 | 5161182 | BIA-WOON-PSTNW-FM-FMTR5 | Woongarra PSTN - Replace - FM-FMTR5 - FLOW METER, 750MM - 30y Irrigation Strategy (Item 4.0 & 4.1) AM14_S2 | 43.2969
2021 | 0000065299 | WBBL | 04-01 | 5168682 | MVA | Asset Revaluation - BBL - Lower Mary | 4.8207
2021 | 0000065300 | WIBH | 04-01 | 5168684 | CHW | Asset Revaluation - IBH - Chinchilla Weir Supply | 3.602
2021 | 0000065301 | WIBM | 04-01 | 5168687 | MAR | Asset Revaluation - IBM - Maranoa | 1.801
2021 | 0000065302 | WIBN | 04-01 | 5168688 | CUW | Asset Revaluation - IBN - Cunnamulla | 1.4973
2021 | 0000065303 | WLBF | 04-01 | 5168689 | LFZ | Asset Revaluation - LBF - Lower Fitzroy | 4.8207
2021 | 0000055845 | WBIG | 04-01 | 5175475 | BIA-BING-BMC-BP01 | Bingera MC - Refurbish - BMC-BP01 - BREAK PRESSURE STR (26063.69M) - Asset Performance Investigation (15BIA35) | 13.5934
2021 | 0000056419 | WAIE | 04-01 | 5176658 | BRI-DIST-DALB-IRR-PSTNA-PUN2-MTOR | Dalbeg PSTN A - Refurbish - PUN2-MTOR - PUMP MOTOR 2 - Replacement & Refurbishment Life Strategy | 15.6174
2021 | 0000067545 | WAIE | 04-01 | 5176662 | BRI-DIST-BARR-IRR-BMC-MO-M049-METR | Barratta MC - Replace - M049-METR - BATESCREW GATE 29717L - Replacement & Refurbishment Life Strategy | 12.9152
2021 | 0000067546 | WAIE | 04-01 | 5176662 | BRI-DIST-BARR-IRR-BMC-MO-M050-METR | Barratta MC - Replace - M050-METR - BATESCREW GATE 29731R - Replacement & Refurbishment Life Strategy | 12.9152
2021 | 0000067547 | WAIE | 04-01 | 5176662 | BRI-DIST-BARR-IRR-BMC-MO-M051-METR | Barratta MC - Replace - M051-METR - BATESCREW GATE 30192L - Replacement & Refurbishment Life Strategy | 12.9152
2021 | 0000067548 | WAIE | 04-01 | 5176662 | BRI-DIST-BARR-IRR-BMC-MO-M070-METR | Barratta MC - Replace - M070-METR - BATESCREW GATE 31837R - Replacement & Refurbishment Life Strategy | 12.9152
2021 | 0000061139 | WAIE | 04-01 | 5176669 | BRI-DIST-GIRU-MO-M072 | Giru Benefitted Area - Replace - MO-M072 - METER AT L34934 - 30y Irrigation Strategy (Item 4.0 & 4.1) AM14_S2 | 8.7137
2021 | 0000061140 | WAIE | 04-01 | 5176669 | BRI-DIST-GIRU-MO-M073 | Giru Benefitted Area - Replace - MO-M073 - METER AT L34933 - 30y Irrigation Strategy (Item 4.0 & 4.1) AM14_S2 | 8.7137
2021 | 0000061141 | WAIE | 04-01 | 5176669 | BRI-DIST-GIRU-MO-M074 | Giru Benefitted Area - Replace - MO-M074 - METER AT L34987 - 30y Irrigation Strategy (Item 4.0 & 4.1) AM14_S2 | 8.7137
2021 | 0000061142 | WAIE | 04-01 | 5176669 | BRI-DIST-GIRU-MO-M075 | Giru Benefitted Area - Replace - MO-M075 - METER AT L34988 - 30y Irrigation Strategy (Item 4.0 & 4.1) AM14_S2 | 8.7137
2021 | 0000061143 | WAIE | 04-01 | 5176669 | BRI-DIST-GIRU-MO-M076 | Giru Benefitted Area - Replace - MO-M076 - METER AT L48939 - 30y Irrigation Strategy (Item 4.0 & 4.1) AM14_S2 | 8.7137
2021 | 0000061144 | WAIE | 04-01 | 5176669 | BRI-DIST-GIRU-MO-M078 | Giru Benefitted Area - Replace - MO-M078 - METER AT L34941 - 30y Irrigation Strategy (Item 4.0 & 4.1) AM14_S2 | 8.7137
2021 | 0000061145 | WAIE | 04-01 | 5176669 | BRI-DIST-GIRU-MO-M079 | Giru Benefitted Area - Replace - MO-M079 - METER AT L34942 - 30y Irrigation Strategy (Item 4.0 & 4.1) AM14_S2 | 8.7137
2021 | 0000061146 | WAIE | 04-01 | 5176669 | BRI-DIST-GIRU-MO-M080 | Giru Benefitted Area - Replace - MO-M080 - METER AT L57257 - 30y Irrigation Strategy (Item 4.0 & 4.1) AM14_S2 | 8.7137
2021 | 0000061147 | WAIE | 04-01 | 5176669 | BRI-DIST-GIRU-MO-M081 | Giru Benefitted Area - Replace - MO-M081 - METER AT L39087 - 30y Irrigation Strategy (Item 4.0 & 4.1) AM14_S2 | 8.7137
2021 | 0000061148 | WAIE | 04-01 | 5176669 | BRI-DIST-GIRU-MO-M086 | Giru Benefitted Area - Replace - MO-M086 - METER AT L39424 - 30y Irrigation Strategy (Item 4.0 & 4.1) AM14_S2 | 8.7137
2021 | 0000061149 | WAIE | 04-01 | 5176669 | BRI-DIST-GIRU-MO-M090 | Giru Benefitted Area - Replace - MO-M090 - METER AT L39054 - 30y Irrigation Strategy (Item 4.0 & 4.1) AM14_S2 | 8.7137
2021 | 0000061150 | WAIE | 04-01 | 5176669 | BRI-DIST-GIRU-MO-M100 | Giru Benefitted Area - Replace - MO-M100 - METER AT L34914 - 30y Irrigation Strategy (Item 4.0 & 4.1) AM14_S2 | 8.7137
2021 | 0000061151 | WAIE | 04-01 | 5176669 | BRI-DIST-GIRU-MO-M101 | Giru Benefitted Area - Replace - MO-M101 - METER AT L34915 - 30y Irrigation Strategy (Item 4.0 & 4.1) AM14_S2 | 8.7137
2021 | 0000061152 | WAIE | 04-01 | 5176669 | BRI-DIST-GIRU-MO-M102 | Giru Benefitted Area - Replace - MO-M102 - METER AT L35643 - 30y Irrigation Strategy (Item 4.0 & 4.1) AM14_S2 | 8.7137
2021 | 0000061154 | WAIE | 04-01 | 5176669 | BRI-DIST-GIRU-MO-M118 | Giru Benefitted Area - Replace - MO-M118 - METER AT L38403 - 30y Irrigation Strategy (Item 4.0 & 4.1) AM14_S2 | 8.7137
2021 | 0000061155 | WAIE | 04-01 | 5176669 | BRI-DIST-GIRU-MO-M120 | Giru Benefitted Area - Replace - MO-M120 - METER AT L60620 - 30y Irrigation Strategy (Item 4.0 & 4.1) AM14_S2 | 8.7137
2021 | 0000061156 | WAIE | 04-01 | 5176669 | BRI-DIST-GIRU-MO-M125 | Giru Benefitted Area - Replace - MO-M125 - METER AT L49083 - 30y Irrigation Strategy (Item 4.0 & 4.1) AM14_S2 | 8.7137
2021 | 0000061157 | WAIE | 04-01 | 5176669 | BRI-DIST-GIRU-MO-M136 | Giru Benefitted Area - Replace - MO-M136 - METER AT L39777 - 30y Irrigation Strategy (Item 4.0 & 4.1) AM14_S2 | 8.7137
2021 | 0000061158 | WAIE | 04-01 | 5176669 | BRI-DIST-GIRU-MO-M137 | Giru Benefitted Area - Replace - MO-M137 - METER AT L39078 - 30y Irrigation Strategy (Item 4.0 & 4.1) AM14_S2 | 8.7137
2021 | 0000061159 | WAIE | 04-01 | 5176669 | BRI-DIST-GIRU-MO-M138 | Giru Benefitted Area - Replace - MO-M138 - METER AT L39140 - 30y Irrigation Strategy (Item 4.0 & 4.1) AM14_S2 | 8.7137
2021 | 0000061160 | WAIE | 04-01 | 5176669 | BRI-DIST-GIRU-MO-M139 | Giru Benefitted Area - Replace - MO-M139 - METER AT L39174 - 30y Irrigation Strategy (Item 4.0 & 4.1) AM14_S2 | 8.7137
2021 | 0000061161 | WAIE | 04-01 | 5176669 | BRI-DIST-GIRU-MO-M141 | Giru Benefitted Area - Replace - MO-M141 - METER AT L39154 - 30y Irrigation Strategy (Item 4.0 & 4.1) AM14_S2 | 8.7137
2021 | 0000061162 | WAIE | 04-01 | 5176669 | BRI-DIST-GIRU-MO-M143 | Giru Benefitted Area - Replace - MO-M143 - METER AT L39162 - 30y Irrigation Strategy (Item 4.0 & 4.1) AM14_S2 | 8.7137
2021 | 0000061163 | WAIE | 04-01 | 5176669 | BRI-DIST-GIRU-MO-M144 | Giru Benefitted Area - Replace - MO-M144 - METER AT L39160 - 30y Irrigation Strategy (Item 4.0 & 4.1) AM14_S2 | 8.7137
2021 | 0000057347 | WAIE | 04-01 | 5176671 | BRI-DIST-ELLT-IRR-E1_1-RG55-GATE | Elliot Ch E1 - Refurbish - RG55-GATE - REGULATING GATE - Float Regulating Gate Refurbishment Strategy | 22.0734
2021 | 0000057338 | WAIE | 04-01 | 5176674 | BRI-DIST-BARR-IRR-BA5_1-RG67-GATE | Barratta Ch Ba5 - Refurbish - RG67-GATE - REGULATING GATE - Float Regulating Gate Refurbishment Strategy | 18.8198
2021 | 0000000582 | WAIE | 04-01 | 5176674 | BRI-DIST-BARR-IRR-BMC-RG27-GATE | Barratta MC - Refurbish - RG27-GATE - REGULATING GATE - Float Regulating Gate Refurbishment Strategy | 18.8198
2021 | 0000057343 | WAIE | 04-01 | 5176676 | BRI-DIST-CLAR-IRR-CMCA-RG01-GATE | Clare MC A - Refurbish - RG01-GATE - REGULATING GATE - Float Regulating Gate Refurbishment Strategy | 8.7142
2021 | 0000057344 | WAIE | 04-01 | 5176676 | BRI-DIST-CLAR-IRR-CMCA-RG02-GATE | Clare MC A - Refurbish - RG02-GATE - REGULATING GATE - Float Regulating Gate Refurbishment Strategy | 8.7142
2021 | 0000000703 | WAIE | 04-01 | 5176748 | BRI-DIST-MILL-IRR-CH02-PWK1 | Millaroo Ch 2 - Refurbish - CH02-PWK1 - PROTECTION WORKS - Irrigation Common Strategy Drain In (30Yr Pln) (Item 5.1) | 8.9591
2021 | 0000056050 | WAIE | 04-01 | 5176750 | BRI-DIST-HAUG-IRR-HMC-SI14-FMTR1 | Haughton MC - Replace - SI14-FMTR1 - FLOW METER, ULTS - 30y Irrigation Strategy (Item 4.0 & 4.1) AM14_S2 | 22.0774
2021 | 0000056051 | WAIE | 04-01 | 5176750 | BRI-DIST-HAUG-IRR-HMC-SI14-FMTR2 | Haughton MC - Replace - SI14-FMTR2 - FLOW METER, ULTS - 30y Irrigation Strategy (Item 4.0 & 4.1) AM14_S2 | 22.0774
2021 | 0000001305 | WAIE | 04-01 | 5176752 | BRI-DIST-HAUG-IRR-PSTN1-SWBH | Tom Fenwick PSTN 1 - Refurbish - STN1-SWBH - CABLE RPLC OPTIONS - Material Project (QCA) Options Analysis AM11_G04 | 9.7297
2021 | 0000016047 | WAIE | 04-01 | 5176760 | BRI-DIST-MILL-IRR-PSTNA-PUN1-INST | Millaroo PSTN A - Replace - PUN1-INST - INSTRUMENTATION - Replacement & Refurbishment Life Strategy | 12.1033
2021 | 0000051518 | WBIG | 04-01 | 5176770 | BIA-BING-PSTNBY-ELEC-CNTL | Bullyard PSTN - Replace - ELEC-CNTL - CONT EQUIP REFURB - Replace & Refurb Strategy & Irrig Com Strat (Item 1.0) | 34.0692
2021 | 0000057374 | WBIG | 04-01 | 5176770 | BIA-BING-PSTNBY-ELEC-SWB | Bullyard PSTN - Replace - ELEC-SWB - SWITCHBOARD, LV - Replace & Refurb Strategy & Irrig Com Strat (Item 1.1) | 34.0692
2021 | 0000004581 | WBIG | 04-01 | 5176772 | BIA-BING-PSTNBY-PUN4-DV | Bullyard PSTN - Refurbish - PUN4-DV - DISCHARGE VALVE - Irrigation Scheme Common Strategy (30Yr Pln) (Items 6.0 & 6.1) | 9.5479
2021 | 0000003838 | WBIG | 04-01 | 5176772 | BIA-BING-PSTNBY-PUN4-NRV | Bullyard PSTN - Refurbish - PUN4-NRV - REFLUX VALVE - Replace & Refurb Strategy & Irrig Com Strat (Item 6.0) | 9.5479
2021 | 0000004582 | WBIG | 04-01 | 5176772 | BIA-BING-PSTNBY-PUN4-PUMP | Bullyard PSTN - Refurbish - PUN4-PUMP - PUMP - Replacement & Refurbishment Life Strategy | 52.8724
2021 | 0000026572 | WBIG | 04-01 | 5176772 | BIA-BING-PSTNBY-PUN4-SV | Bullyard PSTN - Replace - PUN4-SV - SUCTION VALVE - Irrigation Scheme Common Strategy (30Yr Pln) (Items 6.0 & 6.1) | 8.3885
2021 | 0000028697 | WBIG | 04-01 | 5176787 | BIA-WOON-PSTNWS-PUN3-DV | Woongarra PSTN - Refurbish - PUN3-DV - DISCHARGE VALVE - Irrigation Scheme Common Strategy (30Yr Pln) (Items 6.0 & 6.1) | 7.5166
2021 | 0000028698 | WBIG | 04-01 | 5176787 | BIA-WOON-PSTNWS-PUN3-SV | Woongarra PSTN - Refurbish - PUN3-SV - SUCTION VALVE - Irrigation Scheme Common Strategy (30Yr Pln) (Items 6.0 & 6.1) | 7.5166
2021 | 0000004617 | WBIG | 04-01 | 5176787 | BIA-WOON-PSTNWS-PUN4-DV | Woongarra PSTN - Refurbish - PUN4-DV - DISCHARGE VALVE - Irrigation Scheme Common Strategy (30Yr Pln) (Items 6.0 & 6.1) | 15.1193
2021 | 0000004618 | WBIG | 04-01 | 5176787 | BIA-WOON-PSTNWS-PUN4-SV | Woongarra PSTN - Refurbish - PUN4-SV - SUCTION VALVES - Irrigation Scheme Common Strategy (30Yr Pln) (Items 6.0 & 6.1) | 15.1193
2021 | 0000059316 | WBIG | 04-01 | 5176791 | BIA-GOOB-BSTR-MO-0001 | Gooburrum BSTR - Replace - MO-0001 - METER AT 0.00M E - 30y Irrigation Strategy (Item 4.0 & 4.1) AM14_S2 | 7.1335
2021 | 0000059317 | WBIG | 04-01 | 5176791 | BIA-GOOB-BSTR-MO-0002 | Gooburrum BSTR - Replace - MO-0002 - METER AT 0.00M E - 30y Irrigation Strategy (Item 4.0 & 4.1) AM14_S2 | 7.1335
2021 | 0000059319 | WBIG | 04-01 | 5176791 | BIA-GOOB-BY1-MO-0003 | Gooburrum Ch BY1 - Replace - MO-0003 - METER AT 1922.53M E - 30y Irrigation Strategy (Item 4.0 & 4.1) AM14_S2 | 7.1335
2021 | 0000059320 | WBIG | 04-01 | 5176791 | BIA-GOOB-BY2-MO-0001 | Gooburrum Ch BY2 - Replace - MO-0001 - METER AT 354.92M R - 30y Irrigation Strategy (Item 4.0 & 4.1) AM14_S2 | 7.1335
2021 | 0000059321 | WBIG | 04-01 | 5176791 | BIA-GOOB-BY2-MO-0002 | Gooburrum Ch BY2 - Replace - MO-0002 - METER AT 358.60M L - 30y Irrigation Strategy (Item 4.0 & 4.1) AM14_S2 | 7.1335
2021 | 0000059322 | WBIG | 04-01 | 5176791 | BIA-GOOB-BYM-MO-0002 | Gooburrum Ch BYM - Replace - MO-0002 - METER AT 4845.00M L - 30y Irrigation Strategy (Item 4.0 & 4.1) AM14_S2 | 7.1335
2021 | 0000059323 | WBIG | 04-01 | 5176791 | BIA-GOOB-BYM-MO-0005 | Gooburrum Ch BYM - Replace - MO-0005 - METER AT 6571.14M R - 30y Irrigation Strategy (Item 4.0 & 4.1) AM14_S2 | 7.1335
2021 | 0000059324 | WBIG | 04-01 | 5176791 | BIA-GOOB-BYM-MO-0007 | Gooburrum Ch BYM - Replace - MO-0007 - METER AT 9202.46M L - 30y Irrigation Strategy (Item 4.0 & 4.1) AM14_S2 | 7.1335
2021 | 0000059325 | WBIG | 04-01 | 5176791 | BIA-GOOB-BYM-MO-0008 | Gooburrum Ch BYM - Replace - MO-0008 - METER AT 9660.00M L - 30y Irrigation Strategy (Item 4.0 & 4.1) AM14_S2 | 7.1335
2021 | 0000059326 | WBIG | 04-01 | 5176791 | BIA-GOOB-BYM-MO-0009 | Gooburrum Ch BYM - Replace - MO-0009 - METER AT 10431.06M L - 30y Irrigation Strategy (Item 4.0 & 4.1) AM14_S2 | 7.1335
2021 | 0000059327 | WBIG | 04-01 | 5176791 | BIA-GOOB-BYM-MO-0011 | Gooburrum Ch BYM - Replace - MO-0011 - METER AT 11222.21M R - 30y Irrigation Strategy (Item 4.0 & 4.1) AM14_S2 | 7.1335
2021 | 0000059328 | WBIG | 04-01 | 5176791 | BIA-GOOB-BYM-MO-0013 | Gooburrum Ch BYM - Replace - MO-0013 - METER AT 13115.23M R - 30y Irrigation Strategy (Item 4.0 & 4.1) AM14_S2 | 7.1335
2021 | 0000059329 | WBIG | 04-01 | 5176791 | BIA-GOOB-BYM-MO-0015 | Gooburrum Ch BYM - Replace - MO-0015 - METER AT 13964.06M R - 30y Irrigation Strategy (Item 4.0 & 4.1) AM14_S2 | 7.1335
2021 | 0000059330 | WBIG | 04-01 | 5176791 | BIA-GOOB-BYM-MO-0016 | Gooburrum Ch BYM - Replace - MO-0016 - METER AT 14486.52M R - 30y Irrigation Strategy (Item 4.0 & 4.1) AM14_S2 | 7.1335
2021 | 0000059332 | WBIG | 04-01 | 5176791 | BIA-GOOB-G01-MO-0002 | Gooburrum Ch G01 - Replace - MO-0002 - M.O. AT 718.00 MTRS R - 30y Irrigation Strategy (Item 4.0 & 4.1) AM14_S2 | 7.1335
2021 | 0000059333 | WBIG | 04-01 | 5176791 | BIA-GOOB-G01-MO-0003 | Gooburrum Ch G01 - Replace - MO-0003 - M.O. AT 1117.00 MTRS L - 30y Irrigation Strategy (Item 4.0 & 4.1) AM14_S2 | 7.1335
2021 | 0000004622 | WBIG | 04-01 | 5177001 | BIA-ISIS-PSTNDH-PUN1-DV | Dinner Hill PSTN - Refurbish - PUN1-DV - DISCHARGE VALVE - Irrigation Scheme Common Strategy (30Yr Pln) (Items 6.0 & 6.1) | 15.8092
2021 | 0000003886 | WBIG | 04-01 | 5177003 | BIA-ISIS-IMC-RG-RG04-GATE | Isis MC - Refurbish - RG04-GATE - REGULATOR GATE - Float Regulating Gate Refurbishment Strategy | 22.2377
2021 | 0000004633 | WBIG | 04-01 | 5177005 | BIA-ISIS-PSTNDB-PWLL-P001 | Don Beattie PSTN - Refurbish - PWLL-P001 - DRAIN & SUMP DISCH - Irrigation Scheme Common Strategy (30Yr Pln) (Item 3.3) | 14.5595
2021 | 0000060420 | WKIA | 04-01 | 5177249 | ETO-BR-CH23_1-MO-22 | Brightley CH23 - Replace - 23_1-MO-22 - METER AT 1325.6M (R) - 30y Irrigation Strategy (Item 4.0 & 4.1) AM14_S2 | 8.0355
2021 | 0000060421 | WKIA | 04-01 | 5177249 | ETO-BR-CH23_1-MO-32 | Brightley CH23 - Replace - 23_1-MO-32 - METER OUTLET - 30y Irrigation Strategy (Item 4.0 & 4.1) AM14_S2 | 8.0355
2021 | 0000060422 | WKIA | 04-01 | 5177249 | ETO-BR-CH23_1-MO-59 | Brightley CH23 - Replace - 23_1-MO-59 - METER OUTLET L - 30y Irrigation Strategy (Item 4.0 & 4.1) AM14_S2 | 8.0355
2021 | 0000060423 | WKIA | 04-01 | 5177249 | ETO-BR-CH23_2_1-MO-32 | Brightley CH23 - Replace - 23_2_1-MO-32 - METER AT 239 M (E) - 30y Irrigation Strategy (Item 4.0 & 4.1) AM14_S2 | 8.0355
2021 | 0000060424 | WKIA | 04-01 | 5177249 | ETO-BR-CH23_2-MO-28 | Brightley CH23 - Replace - 23_2-MO-28 - METER AT 353.2M(L) - 30y Irrigation Strategy (Item 4.0 & 4.1) AM14_S2 | 8.0355
2021 | 0000060425 | WKIA | 04-01 | 5177249 | ETO-BR-CH23_2-MO-29 | Brightley CH23 - Replace - 23_2-MO-29 - METER AT 589 M (L) - 30y Irrigation Strategy (Item 4.0 & 4.1) AM14_S2 | 8.0355
2021 | 0000060426 | WKIA | 04-01 | 5177249 | ETO-BR-CH23_2-MO-30 | Brightley CH23 - Replace - 23_2-MO-30 - METER AT 650.4M(R) - 30y Irrigation Strategy (Item 4.0 & 4.1) AM14_S2 | 8.0355
2021 | 0000060427 | WKIA | 04-01 | 5177249 | ETO-BR-CH23_2-MO-31 | Brightley CH23 - Replace - 23_2-MO-31 - METER AT 1015.7M (L) - 30y Irrigation Strategy (Item 4.0 & 4.1) AM14_S2 | 8.0355
2021 | 0000060428 | WKIA | 04-01 | 5177249 | ETO-BR-CH23_2-MO-33 | Brightley CH23 - Replace - 23_2-MO-33 - METER AT 1504.2M (L) - 30y Irrigation Strategy (Item 4.0 & 4.1) AM14_S2 | 8.0355
2021 | 0000060429 | WKIA | 04-01 | 5177249 | ETO-BR-CH23_2-MO-34 | Brightley CH23 - Replace - 23_2-MO-34 - METER AT 1977.8M (L) - 30y Irrigation Strategy (Item 4.0 & 4.1) AM14_S2 | 8.0355
2021 | 0000060430 | WKIA | 04-01 | 5177249 | ETO-BR-CH23_2-MO-35 | Brightley CH23 - Replace - 23_2-MO-35 - METER AT 1977.8M (L) - 30y Irrigation Strategy (Item 4.0 & 4.1) AM14_S2 | 8.0355
2021 | 0000060431 | WKIA | 04-01 | 5177249 | ETO-BR-CH23_2-MO-36 | Brightley CH23 - Replace - 23_2-MO-36 - METER AT 2159.9M (R) - 30y Irrigation Strategy (Item 4.0 & 4.1) AM14_S2 | 8.0355
2021 | 0000060432 | WKIA | 04-01 | 5177249 | ETO-BR-CH23_2-MO-37 | Brightley CH23 - Replace - 23_2-MO-37 - METER AT 3062.9M (E) - 30y Irrigation Strategy (Item 4.0 & 4.1) AM14_S2 | 8.0355
2021 | 0000060433 | WKIA | 04-01 | 5177249 | ETO-BR-CH23_3_1-MO-42 | Brightley CH23 - Replace - 23_3_1-MO-42 - METER AT 181.5M (R) - 30y Irrigation Strategy (Item 4.0 & 4.1) AM14_S2 | 8.0355
2021 | 0000073018 | WAIE | 04-01 | 5177265 | BRI-DIST-HAUG-IRR-HMCH | Haughton MC HWKS - Refurbish - HMCH - FENCING REFURB - Irrigation Scheme Common Strategy Fencing (Item 12.0) | 0
2021 | 0000073052 | WAIE | 04-01 | 5177267 | BRI-DIST-HAUG-IRR-HMCH | Haughton MC HWKS - Refurbish - HMCH - CONC LNG RFRB - Irrigation Common Strategy Concrete Ch (30Yr Pln) (Item 2.0) | 183.5807
2021 | 0000073090 | WAIE | 04-01 | 5177268 | BRI-DIST-HAUG-IRR-HMCH | Haughton MC HWKS - Refurbish - HMCH - ROAD RFRB - Irrigation Scheme Common Strategy Roads (30Yr Pln) (Item 11.0) | 64.2199
2021 | 0000006367 | WKIA | 04-01 | 5177276 | ETO-OMC-RG-RG08-GATE | Oakenden MC - Refurbish - RG08-GATE - AVIS GATE - Float Regulating Gate Refurbishment Strategy | 43.243
2021 | 0000073019 | WAIE | 04-01 | 5177279 | BRI-DIST-ELLT | Elliot Ch System - Refurbish - DIST-ELLT - FENCING REFURB - Irrigation Scheme Common Strategy Fencing (Item 12.0) | 28.0745
2021 | 0000073091 | WAIE | 04-01 | 5177280 | BRI-DIST-ELLT | Elliot Ch System - Refurbish - DIST-ELLT - ROAD RFRB - Irrigation Scheme Common Strategy Roads (30Yr Pln) (Item 11.0) | 8.6937
2021 | 0000073033 | WKIA | 04-01 | 5177300 | ETO-BR | Brightley Ch System - Refurbish - ETO-BR - FENCING REFURB - Irrigation Scheme Common Strategy Fencing (Item 12.0) | 3.0562
2021 | 0000073035 | WKIA | 04-01 | 5177309 | ETO-OR | Oakenden Ch System - Refurbish - ETO-OR - FENCING REFURB - Irrigation Scheme Common Strategy Fencing (Item 12.0) | 2.9585
2021 | 0000073036 | WKIA | 04-01 | 5177312 | ETO-MTA | Mt Alice Ch System - Refurbish - ETO-MTA - FENCING REFURB - Irrigation Scheme Common Strategy Fencing (Item 12.0) | 2.1758
2021 | 0000073037 | WKIA | 04-01 | 5177316 | ETO-OMC | Oakenden MC - Refurbish - OMC& VP - FENCING REFURB - Irrigation Scheme Common Strategy Fencing (Item 12.0) | 16.0509
2021 | 0000073079 | WKIA | 04-01 | 5177326 | ETO-OMC | Oakenden MC - Refurbish - OMC - AIR VNT RFRB - Irrigation Scheme Common Strategy Air Vents (30Yr Pln) (Item 7.0) | 3.8359
2021 | 0000073080 | WKIA | 04-01 | 5177327 | ETO-MUN | Munbura Ch System - Refurbish - MUN - AIR VNT RFRB - Irrigation Scheme Common Strategy Air Vents (30Yr Pln) (Item 7.0) | 3.9868
2021 | 0000073101 | WKIA | 04-01 | 5177339 | ETO-AR | Abingdon Relift System - Refurbish - ETO-AR - ROAD RFRB - Irrigation Scheme Common Strategy Roads (30Yr Pln) (Item 11.0) | 9.9734
2021 | 0000073102 | WKIA | 04-01 | 5177341 | ETO-BR | Brightley Ch System - Refurbish - ETO-BR - ROAD RFRB - Irrigation Scheme Common Strategy Roads (30Yr Pln) (Item 11.0) | 6.389
2021 | 0000073103 | WKIA | 04-01 | 5177343 | ETO-VPR | Victoria Plains Ch System - Refurbish - ETO-VPR - ROAD RFRB - Irrigation Scheme Common Strategy Roads (30Yr Pln) (Item 11.0) | 2.5154
2021 | 0000073104 | WKIA | 04-01 | 5177344 | ETO-MTA | Mt Alice Ch System - Refurbish - ETO-MTA - ROAD RFRB - Irrigation Scheme Common Strategy Roads (30Yr Pln) (Item 11.0) | 18.1986
2021 | 0000073105 | WKIA | 04-01 | 5177345 | ETO-OMC | Oakenden MC - Refurbish - ETO-OMC - ROAD RFRB - Irrigation Scheme Common Strategy Roads (30Yr Pln) (Item 11.0) | 2.9807
2021 | 0000073026 | WBIG | 04-01 | 5177348 | BIA-ABBO | Abbotsford System - Refurbish - BIA-ABBO - FENCING REFURB - Irrigation Scheme Common Strategy Fencing (Item 12.0) | 5.3179
2021 | 0000073097 | WBIG | 04-01 | 5177349 | BIA-ABBO | Abbotsford System - Refurbish - BIA-ABBO - ROAD RFRB - Irrigation Scheme Common Strategy Roads (30Yr Pln) (Item 11.0) | 15.1655
2021 | 0000073027 | WBIG | 04-01 | 5177355 | BIA-GOOB | Gooburrum System - Refurbish - BIA-GOOB - FENCING REFURB - Irrigation Scheme Common Strategy Fencing (Item 12.0) | 28.2705
2021 | 0000073098 | WBIG | 04-01 | 5177357 | BIA-GOOB | Gooburrum System - Refurbish - BIA-GOOB - ROAD RFRB - Irrigation Scheme Common Strategy Roads (30Yr Pln) (Item 11.0) | 6.2611
2021 | 0000073025 | WBIG | 04-01 | 5177364 | BIA-BING | Bingera System - Refurbish - BIA-BING - FENCING REFURB - Irrigation Scheme Common Strategy Fencing (Item 12.0) | 19.8818
2021 | 0000073096 | WBIG | 04-01 | 5177366 | BIA-BING | Bingera System - Refurbish - BIA-BING - ROAD RFRB - Irrigation Scheme Common Strategy Roads (30Yr Pln) (Item 11.0) | 5.2173
2021 | 0000073028 | WBIG | 04-01 | 5177370 | BIA-WOON | Woongarra System - Refurbish - BIA-WOON - FENCING REFURB - Irrigation Scheme Common Strategy Fencing (Item 12.0) | 92.1393
2021 | 0000073099 | WBIG | 04-01 | 5177372 | BIA-WOON | Woongarra System - Refurbish - BIA-WOON - ROAD RFRB - Irrigation Scheme Common Strategy Roads (30Yr Pln) (Item 11.0) | 10.9774
2021 | 0000073029 | WBIG | 04-01 | 5177375 | BIA-ISIS | Isis System - Refurbish - BIA-ISIS - FENCING REFURB - Irrigation Scheme Common Strategy Fencing (Item 12.0) | 18.2091
2021 | 0000073100 | WBIG | 04-01 | 5177376 | BIA-ISIS | Isis System - Refurbish - BIA-ISIS - ROAD RFRB - Irrigation Scheme Common Strategy Roads (30Yr Pln) (Item 11.0) | 107.0133
2021 | 0000026470 | WBIG | 04-01 | 5177381 | BIA-BING-BSTR-OTLT-TRWI | Bullyard Creek BSTR - Replace - OTLT-TRWI - WINCH - SCREEN - Irrigation Common Strategy (30Yr Pln) (Item 10.1) | 36.6591
2021 | 0000004571 | WBIG | 04-01 | 5177382 | BIA-BING-B04-STK-STRU | Bingera Ch B04 - Refurbish - STK-STRU - RFRB MTLWK ON TNK - Irrigation Scheme Common Strategy (30Yr Pln) (Item 10.0) | 11.5056
2021 | 0000004890 | WBIG | 04-01 | 5177383 | BIA-GIGI-SAGN-SA1-BP-VLV | St Agnes Ch SA1 - Refurbish - BP-VLV - SUBM DISK VALVE - Replace & Refurb Strategy & Irrig Com Strat (Item 6.0) | 25.6545
2021 | 0000030214 | WBIG | 04-01 | 5177386 | BIA-ISIS-GVM-INLT-SCRN | Isis Ch GVM - Replace - INLT-SCRN - SCREEN - Irrigation Scheme Common Strategy (30Yr Pln) (Item 10.1) | 11.5056
2021 | 0000064066 | WBIG | 04-01 | 5177389 | BIA-GOOB-GMC-INLT1-WNCH | Gooburrum MC - Refurbish - NLT1-WNCH - HAND WINCH & STRUCTURE - Crane, Hoist & Winch Standard AM.05 | 3.511
2021 | 0000073013 | WAIE | 04-01 | 5177395 | BRI-DIST-BARR | Barratta Ch System - Refurbish - DIST-BARR - FENCING REFURB - Irrigation Scheme Common Strategy Fencing (Item 12.0) | 29.6466
2021 | 0000073014 | WAIE | 04-01 | 5177399 | BRI-DIST-HAUG | Haughton Ch System - Refurbish - DIST-HAUG - FENCING REFURB - Irrigation Scheme Common Strategy Fencing (Item 12.0) | 9.2094
2021 | 0000073085 | WAIE | 04-01 | 5177401 | BRI-DIST-HAUG | Haughton Ch System - Refurbish - DIST-HAUG - ROAD RFRB - Irrigation Scheme Common Strategy Roads (30Yr Pln) (Item 11.0) | 18.3904
2021 | 0000073042 | WLIW | 04-01 | 5177910 | EME-SEL | Selma Ch System - Refurbish - EME-SEL - FENCING REFURB - Irrigation Scheme Common Strategy Fencing (Item 12.0) | 3.8986
2021 | 0000021327 | WLIW | 04-01 | 5177922 | EME-SEL-IRR-S2-GATE-GT01-CNTL | Selma Ch S2 - Replace - GT01-CNTL - CONTROL EQUIPMENT - Replace & Refurb Strategy & Irrig Com Strat (Item 1.0) | 32.3781
2021 | 0000021329 | WLIW | 04-01 | 5177922 | EME-SEL-IRR-S2-GATE-GT02-GATE1-CNTL | Selma Ch S2 - Replace - ATE1-CNTL - CONT EQUIP (MSTR) - Replace & Refurb Strategy & Irrig Com Strat (Item 1.0) | 32.3781
2021 | 0000021330 | WLIW | 04-01 | 5177922 | EME-SEL-IRR-S2-GATE-GT02-GATE2-CNTL | Selma Ch S2 - Replace - ATE2-CNTL - CONT EQUIP (SLV) - Replace & Refurb Strategy & Irrig Com Strat (Item 1.0) | 32.3781
2021 | 0000021336 | WLIW | 04-01 | 5177922 | EME-SEL-IRR-SMC-MO-1711-CNTL | Selma MC - Replace - 1711-CNTL - CONTROL EQUIPMENT - Replace & Refurb Strategy & Irrig Com Strat (Item 1.0) | 32.3781
2021 | 0000021339 | WLIW | 04-01 | 5177922 | EME-SEL-IRR-SMC-MO-1713-CNTL | Selma MC - Replace - 1713-CNTL - CONTROL EQUIPMENT - Replace & Refurb Strategy & Irrig Com Strat (Item 1.0) | 32.3781
2021 | 0000021341 | WLIW | 04-01 | 5177922 | EME-SEL-IRR-SMC-MO-4872-CNTL | Selma MC - Replace - 4872-CNTL - CONTROL EQUIPMENT - Replace & Refurb Strategy & Irrig Com Strat (Item 1.0) | 32.3781
2021 | 0000021358 | WLIW | 04-01 | 5177922 | EME-SEL-IRR-SMC-RG-RG02-GATE1-CNTL | Selma MC - Replace - ATE1-CNTL - GATE 1 (LEFT MSTR) - Replace & Refurb Strategy & Irrig Com Strat (Item 1.0) | 32.3781
2021 | 0000021359 | WLIW | 04-01 | 5177922 | EME-SEL-IRR-SMC-RG-RG02-GATE2-CNTL | Selma MC - Replace - ATE2-CNTL - GATE 2 (C/LEFT SLV) - Replace & Refurb Strategy & Irrig Com Strat (Item 1.0) | 32.3781
2021 | 0000021360 | WLIW | 04-01 | 5177922 | EME-SEL-IRR-SMC-RG-RG02-GATE3-CNTL | Selma MC - Replace - ATE3-CNTL - GATE 3 (C/RIGHT SLV) - Replace & Refurb Strategy & Irrig Com Strat (Item 1.0) | 32.3781
2021 | 0000021361 | WLIW | 04-01 | 5177922 | EME-SEL-IRR-SMC-RG-RG02-GATE4-CNTL | Selma MC - Replace - ATE4-CNTL - GATE 4 (RIGHT SLV) - Replace & Refurb Strategy & Irrig Com Strat (Item 1.0) | 32.3781
2021 | 0000073041 | WLIW | 04-01 | 5177934 | EME-WEE | Weemah System - Refurbish - EME-WEE - FENCING REFURB - Irrigation Scheme Common Strategy Fencing (Item 12.0) | 4.1928
2021 | 0000016996 | WLIW | 04-01 | 5177937 | EME-SEL-IRR-CNTL-RTU1 | Selma Ch - Replace - CNTL-RTU1 - RTU AND EQUIPMENT - Radio & RTU Replacement Strategy | 13.8829
2021 | 0000068959 | WIBU | 04-01 | 5177973 | UCO-UCNB-PSTN-BLDG-ACON | Replace A/C Unit - Yarramalong Pstn (10 Year replacement Strategy) | 10.6244
2021 | 0000068530 | WIBT | 04-01 | 5178120 | MAB-MCB-CLM-OWK-OLT-PUM | Replace Pump Sump | 3.2893
2021 | 0000009162 | WIBT | 04-01 | 5178121 | MAB-MCB-CLM-OWK-ILT-RAC | Refurbish 1 Inlet tower Trash Racks and install spare | 17.7665
2021 | 0000009124 | WIBS | 04-01 | 5178124 | BAL-BAR-BMD-SPW-GTE-GTV-002-HOI | X-ray examination of winch ropes (5 year dam safety report) | 12.6982
2021 | 0000009125 | WIBS | 04-01 | 5178124 | BAL-BAR-BMD-SPW-GTE-GTV-003-HOI | X-ray examination of winch ropes (5 year dam safety report) | 12.6982
2021 | 0000009126 | WIBS | 04-01 | 5178124 | BAL-BAR-BMD-SPW-GTE-GTV-012-HOI | X-ray examination of winch ropes (5 year dam safety report) | 12.6982
2021 | 0000009129 | WIBS | 04-01 | 5178124 | BAL-BAR-JTW-SPW-GTE-GTV-004-HOI | X-ray examination of winch ropes | 12.6982
2021 | 0000009130 | WIBS | 04-01 | 5178124 | BAL-BAR-JTW-SPW-GTE-GTV-007-HOI | X-ray examination of winch ropes | 12.6982
2021 | 0000009131 | WIBS | 04-01 | 5178124 | BAL-BAR-JTW-SPW-GTE-GTV-010-HOI | X-ray examination of winch ropes | 12.6982
2021 | 0000009132 | WIBS | 04-01 | 5178124 | BAL-BAR-JTW-SPW-GTE-GTV-013-HOI | X-ray examination of winch ropes | 12.6982
2021 | 0000051545 | WIBS | 04-01 | 5178125 | BAL-BAR-BMD-SPW | Carry Out 10Y Inspection on Flood Gate Winch Mechanisms (pending 2019 Crane Audit outcomes) | 30.2382
2021 | 0000073015 | WAIE | 04-01 | 5178149 | BRI-DIST-CLAR | Clare Ch System - Refurbish - DIST-CLAR - FENCING REFURB - Irrigation Scheme Common Strategy Fencing (Item 12.0) | 8.4296
2021 | 0000073049 | WAIE | 04-01 | 5178151 | BRI-DIST-CLAR | Clare Ch System - Refurbish - DIST-CLAR - CONC LNG RFRB - Irrigation Common Strategy Concrete Ch (30Yr Pln) (Item 2.0) | 218.2199
2021 | 0000073086 | WAIE | 04-01 | 5178153 | BRI-DIST-CLAR | Clare Ch System - Refurbish - DIST-CLAR - ROAD RFRB - Irrigation Scheme Common Strategy Roads (30Yr Pln) (Item 11.0) | 8.1655
2021 | 0000073016 | WAIE | 04-01 | 5178161 | BRI-DIST-MILL | Millaroo Ch System - Refurbish - DIST-MILL - FENCING REFURB - Irrigation Scheme Common Strategy Fencing (Item 12.0) | 13.2968
2021 | 0000073050 | WAIE | 04-01 | 5178163 | BRI-DIST-MILL | Millaroo Ch System - Refurbish - DIST-MILL - CONC LNG RFRB - Irrigation Common Strategy Concrete Ch (30Yr Pln) (Item 2.0) | 190.0002
2021 | 0000073087 | WAIE | 04-01 | 5178164 | BRI-DIST-MILL | Millaroo Ch System - Refurbish - DIST-MILL - ROAD RFRB - Irrigation Scheme Common Strategy Roads (30Yr Pln) (Item 11.0) | 5.0213
2021 | 0000073017 | WAIE | 04-01 | 5178173 | BRI-DIST-DALB | Dalbeg Ch System - Refurbish - DIST-DALB - FENCING REFURB - Irrigation Scheme Common Strategy Fencing (Item 12.0) | 4.9207
2021 | 0000073051 | WAIE | 04-01 | 5178174 | BRI-DIST-DALB | Dalbeg Ch System - Refurbish - DIST-DALB - CONC LNG RFRB - Irrigation Common Strategy Concrete Ch (30Yr Pln) (Item 2.0) | 198.2984
2021 | 0000073088 | WAIE | 04-01 | 5178175 | BRI-DIST-DALB | Dalbeg Ch System - Refurbish - DIST-DALB - ROAD RFRB - Irrigation Scheme Common Strategy Roads (30Yr Pln) (Item 11.0) | 4.9081
2021 | 0000073089 | WAIE | 04-01 | 5178183 | BRI-DIST-GIRU | Giru Benefitted Area - Refurbish - DIST-GIRU - ROAD RFRB - Irrigation Scheme Common Strategy Roads (30Yr Pln) (Item 11.0) | 2.2202
2021 | 0000014779 | WAIE | 04-01 | 5178190 | BRI-DIST-DALB-IRR-PSTNR-PUN2-PUMP | Dalbeg PSTN R - Replace - PUN2-PUMP - PUMP NO 2 - Replacement & Refurbishment Life Strategy | 36.4664
2021 | 0000011561 | WAIE | 04-01 | 5178201 | BRI-DIST-BARR-IRR-BA1-SI03-SC | Barratta Ch Ba1 - Replace - SI03-SC - SCREEN - Irrigation Scheme Common Strategy (30Yr Pln) (Item 10.1) | 14.3533
2021 | 0000073021 | WBIC | 04-01 | 5178236 | LOW-CHB | Copenhagen Bend Distrib - Refurbish - LOW-CHB - FENCING REFURB - Irrigation Scheme Common Strategy Fencing (Item 12.0) | 1.9106
2021 | 0000073064 | WBIC | 04-01 | 5178238 | LOW-MRS | Main Roads System - Refurbish - MRS - AIR VNT RFRB - Irrigation Scheme Common Strategy Air Vents (30Yr Pln) (Item 7.0) | 5.0874
2021 | 0000073022 | WBIC | 04-01 | 5178240 | LOW-MRS | Main Roads System - Refurbish - LOW-MRS - FENCING REFURB - Irrigation Scheme Common Strategy Fencing (Item 12.0) | 2.1496
2021 | 0000073024 | WBIC | 04-01 | 5178245 | LOW-OW-PSTN-PWLL-DRN | Owanyilla PSTN - Refurbish - PWLL-DRN - FENCING REFURB - Irrigation Scheme Common Strategy Fencing (Item 12.0) | 3.117
2021 | 0000073095 | WBIC | 04-01 | 5178246 | LOW-OW-PSTN-PWLL-DRN | Owanyilla PSTN - Refurbish - PWLL-DRN - ROAD RFRB - Irrigation Scheme Common Strategy Roads (30Yr Pln) (Item 11.0) | 13.9078
2021 | 0000073023 | WBIC | 04-01 | 5178253 | LOW-WPS | Walker Point System - Refurbish - LOW-WPS - FENCING REFURB - Irrigation Scheme Common Strategy Fencing (Item 12.0) | 15.1655
2021 | 0000073094 | WBIC | 04-01 | 5178255 | LOW-WPS | Walker Point System - Refurbish - LOW-WPS - ROAD RFRB - Irrigation Scheme Common Strategy Roads (30Yr Pln) (Item 11.0) | 2.5394
2021 | 0000054606 | WBIC | 04-01 | 5178259 | LOW-MRS-PSTN-PUN1-NRV | Main Roads PSTN - Refurbish - PUN1-NRV - VALVE, 450MM - Replace & Refurb Strategy & Irrig Com Strat (Item 6.0) | 5.7014
2021 | 0000054607 | WBIC | 04-01 | 5178259 | LOW-MRS-PSTN-PUN2-NRV | Main Roads PSTN - Refurbish - PUN2-NRV - VALVE, 450MM - Replace & Refurb Strategy & Irrig Com Strat (Item 6.0) | 5.7014
2021 | 0000004671 | WBIC | 04-01 | 5178262 | LOW-OW-PSTN-PUN1-DV | Owanyilla PSTN - Refurbish - PUN1-DV - DISCH VALVE - Irrigation Scheme Common Strategy (30Yr Pln) (Items 6.0 & 6.1) | 15.6034
2021 | 0000056391 | WBIC | 04-01 | 5178262 | LOW-OW-PSTN-PUN2-DV | Owanyilla PSTN - Refurbish - PUN2-DV - DISCH VALVE - Irrigation Scheme Common Strategy (30Yr Pln) (Items 6.0 & 6.1) | 15.6034
2021 | 0000060230 | WBIC | 04-01 | 5178265 | LOW-CHB-C1-MO-0014 | Copenhagen Bend Distrib - Replace - MO-0014 - METER 5359.96M L - 30y Irrigation Strategy (Item 4.0 & 4.1) AM14_S2 | 8.6481
2021 | 0000060231 | WBIC | 04-01 | 5178265 | LOW-CHB-C1-MO-0016 | Copenhagen Bend Distrib - Replace - MO-0016 - METER 6123.15M R - 30y Irrigation Strategy (Item 4.0 & 4.1) AM14_S2 | 8.6481
2021 | 0000060232 | WBIC | 04-01 | 5178265 | LOW-CHB-C1-MO-0017 | Copenhagen Bend Distrib - Replace - MO-0017 - METER 6624.74M L - 30y Irrigation Strategy (Item 4.0 & 4.1) AM14_S2 | 8.6481
2021 | 0000005419 | WBIC | 04-01 | 5178273 | LOW-MRS-PSTN-ELEC-CNTL | Main Roads PSTN - Replace - ELEC-CNTL - PLC/SCADA SYS - Replace & Refurb Strategy & Irrig Com Strat (Item 1.0) | 101.6552
2021 | 0000004667 | WBIC | 04-01 | 5178281 | LOW-MRS-PSTN-PUN1-DV | Main Roads PSTN - Refurbish - PUN1-DV - DISCH VALVE - Irrigation Scheme Common Strategy (30Yr Pln) (Items 6.0 & 6.1) | 15.8404
2021 | 0000004501 | WBIC | 04-01 | 5178281 | LOW-MRS-PSTN-PUN1-MTOR | Main Roads PSTN - Refurbish - PUN1-MTOR - ELECTRIC MOTOR - Replacement & Refurbishment Life Strategy | 19.1089
2021 | 0000004502 | WBIC | 04-01 | 5178281 | LOW-MRS-PSTN-PUN1-PUMP | Main Roads PSTN - Refurbish - PUN1-PUMP - PUMP - Replacement & Refurbishment Life Strategy | 34.325
2021 | 0000005447 | WBIC | 04-01 | 5178293 | LOW-OW-PSTN-INLT-SCRN | Owanyilla PSTN - Refurbish - INLT-SCRN - SCREEN - Irrigation Scheme Common Strategy (30Yr Pln) (Item 10.1) | 30.3275
2021 | 0000004673 | WBIC | 04-01 | 5178296 | LOW-WPS-PSTN-PUN3-DV | Walker Point PSTN - Refurbish - PUN3-DV - DISCH VALVE - Irrigation Scheme Common Strategy (30Yr Pln) (Items 6.0 & 6.1) | 7.4557
2021 | 0000005487 | WBIC | 04-01 | 5178296 | LOW-WPS-PSTN-PUN3-NRV | Walker Point PSTN - Refurbish - PUN3-NRV - REFLUX VALVE - Replace & Refurb Strategy & Irrig Com Strat (Item 6.0) | 7.4557
2021 | 0000060800 | WMIM | 04-01 | 5178341 | MDA-BIB-IRR-MC-MO-M012 | Biboohra MC - Replace - MO-M012 - METER AT 12359.33MR - 30y Irrigation Strategy (Item 4.0 & 4.1) AM14_S2 | 16.348
2021 | 0000060801 | WMIM | 04-01 | 5178341 | MDA-BIB-IRR-RELF-WB10-MO-M001 | Biboohra Ch WB10 - Replace - M001 - METER AT 804.49M R - 30y Irrigation Strategy (Item 4.0 & 4.1) AM14_S2 | 16.348
2021 | 0000060802 | WMIM | 04-01 | 5178341 | MDA-BIB-IRR-RELF-WB10-MO-M002 | Biboohra Ch WB10 - Replace - M002 - METER AT 1096.98MR - 30y Irrigation Strategy (Item 4.0 & 4.1) AM14_S2 | 16.348
2021 | 0000060803 | WMIM | 04-01 | 5178341 | MDA-BIB-IRR-RELF-WB10-MO-M003 | Biboohra Ch WB10 - Replace - M003 - METER AT 1115.87M L - 30y Irrigation Strategy (Item 4.0 & 4.1) AM14_S2 | 16.348
2021 | 0000060806 | WMIM | 04-01 | 5206605 | MDA-EBA-IRR-EB03-MO-M003 | East Barron Ch EB03 - Replace - MO-M003 - METER AT 629M L - 30y Irrigation Strategy (Item 4.0 & 4.1) AM14_S2 | 22.7761
2021 | 0000060807 | WMIM | 04-01 | 5206605 | MDA-EBA-IRR-EB04_1-MO-M001 | East Barron Ch EB04 - Replace - MO-M001 - METER AT 201.78M L - 30y Irrigation Strategy (Item 4.0 & 4.1) AM14_S2 | 22.7761
2021 | 0000060808 | WMIM | 04-01 | 5206605 | MDA-EBA-IRR-EB04_1-MO-M002 | East Barron Ch EB04 - Replace - MO-M002 - METER AT 204.22M E - 30y Irrigation Strategy (Item 4.0 & 4.1) AM14_S2 | 22.7761
2021 | 0000008466 | WMIM | 04-01 | 5178352 | MDA-MAR-IRR-MC-CO-CNTL1 | Mareeba MC - Refurbish - CO-CNTL1 - RPLC PLC & RADIO - Replace & Refurb Strategy & Irrig Com Strat (Item 1.0) | 11.5751
2021 | 0000044005 | WMIM | 04-01 | 5178368 | MDA-EBA-IRR-BSTR-OTLT-CNTL | East Barron BSTR - Replace - OTLT-CNTL - RPLC CONT EQUIP - Replace & Refurb Strategy & Irrig Com Strat (Item 1.0) | 14.191
2021 | 0000044628 | WMIM | 04-01 | 5178380 | MDA-MAR-IRR-M09_1_1-FHYD | Mareeba Ch M09 - Replace - M09_1_1-FHYD - FIRE HYDRANTS - Replace & Refurb Strategy & Irrig Com Strat (Item 6.0) | 12.8818
2021 | 0000045964 | WMIM | 04-01 | 5178383 | MDA-BIB-IRR-RELF-PSTN-CNTL | Biboohra PSTN - Replace - PSTN-CNTL - RPLC CONT EQUIP - Replace & Refurb Strategy & Irrig Com Strat (Item 1.0) | 14.191
2021 | 0000008482 | WMIM | 04-01 | 5178385 | MDA-SWL-WBI-MC-OVF-CNTL | South Walsh MC - Refurbish - OVF-CNTL - SCADA/RADIO/SENSORS - Replace & Refurb Strategy & Irrig Com Strat (Item 1.0) | 14.191
2021 | 0000057471 | WKBE | 04-01 | 5181923 | KIN-LCY-KID-SIP | Decommission the siphon in next five year as per strategy document | 32.6579
2021 | 0000074636 | WBBB | 04-01 | 5184839 | BUN-KOL-FHD | Pre-planning Costs for Comprehensive Inspection | 6.7406
2021 | 0000074735 | WBIG | 04-01 | 5187722 | BIA-ISIS-PSTNDB-PUN1-DV | Don Beattie PSTN - Refurbish - PUN1-DV - DISCHARGE VALVE - Irrigation Scheme Common Strategy (30Yr Pln) (Items 6.0 & 6.1) | 26.2899
2021 | 0000004209 | WBIG | 04-01 | 5190314 | BIA-GIGI-TIRR-PSTN-PUN2-PUMP | Tirroan PSTN - Refurbish - PUN2-PUMP - PUMP - Replacement & Refurbishment Life Strategy | 23.5699
2021 | 0000074903 | WBIG | 04-01 | 5190329 | BIA-BING-PSTNBY-ELEC-CBLE | Bullyard PSTN - Investigate - ELEC-CBLE - RPLC CABLE OPTIONS - Replace & Refurb Strategy & Irrig Com Strat (Item 1.2) | 8.3477
2021 | 0000004587 | WBIG | 04-01 | 5190891 | BIA-BING-PSTNMC-PUN2-PUMP | McIlwraith PSTN - Refurbish - PUN2-PUMP - PUMP - Replacement & Refurbishment Life Strategy | 27.8129
2021 | 0000005911 | WKIA | 04-01 | 5191149 | ETO-AR-PSTN-CRNE-HST1 | Abingdon Relift PSTN - Inspect - CRNE-HST1 - 7 YEARLY 3RD PARTY INSPECTION - Crane, Hoist & Winch Standard AM.05 | 3.6217
2021 | 0000005913 | WKIA | 04-01 | 5191149 | ETO-AR-PSTN-CRNE-HST2 | Abingdon Relift PSTN - Inspect - CRNE-HST2 - 7 YEARLY 3RD PARTY INSPECTION - Crane, Hoist & Winch Standard AM.05 | 3.6217
2021 | 0000075345 | WBIC | 04-01 | 5194895 | LOW-WPS-PSTN-ELEC-CNTL | Walker Point PSTN - Replace - ELEC-CNTL - RPLC COM CONT (INST) - Replace & Refurb Strategy & Irrig Com Strat (Item 1.0) | 108.9281
2021 | 0000054342 | WMIM | 04-01 | 5195163 | MDA-SCDA-COSTIN-SCAD | Mareeba System - Replace - STIN-SCAD - SCADA PC & CITEC SFT - Replace & Refurb Strategy & Irrig Com Strat (Item 1.0) | 9.369
2021 | 0000065867 | WIBU | 04-01 |  | UCO-CDM-TAL-SFC-RDD | Refurbish Access Road | 15.2627
2021 | 0000074459 | WABB | 04-01 |  | BDK-BDR-CLW-GTE-GTF-CNL-CNL | Replace bubbling system (upstream) | 12.8038
2021 | 0000060317 | WMIM | 04-01 | 5206174 | SGA-DIST-IRR-CH1-MO-M004-M004A | St George Ch 1 - Replace - M004A - METER A - 30y Irrigation Strategy (Item 4.0 & 4.1) AM14_S2 | 50.2976
2021 | 0000002429 | WLIW | 04-01 | 5178170 | EME-SEL-IRR-PSTN-PUN2-MOTR | Selma PSTN - Refurbish - PUN2-MOTR - ELECTRIC MOTOR - Replacement & Refurbishment Life Strategy | 37.1685
2021 | 0000039048 | WKIA | 04-01 | 5112545 | ETO-MTA-PSTN-SWB-PPS1 | Mt Alice PSTN - Replace - SWB-PPS1 - STARTER PRIMING PUMP 1 - Replace & Refurb Strategy & Irrig Com Strat (Item 1.1) | 13.3881
2021 | 0000039049 | WKIA | 04-01 | 5112545 | ETO-MTA-PSTN-SWB-PPS2 | Mt Alice PSTN - Replace - SWB-PPS2 - STARTER PRIMING PUMP 2 - Replace & Refurb Strategy & Irrig Com Strat (Item 1.1) | 13.3881
2021 | 0000057148 | WKIA | 04-01 | 5113251 | ETO-OR-PSTN-VPRS | Oakenden Relift PSTN - Refurbish - PSTN-VPRS - RFRB VAC PRIM SYST - Replacement & Refurb Strategy , Pres Vesl Sty AM.02 | 34.5142
2021 | 0000039046 | WKIA | 04-01 | 5124219 | ETO-MTA-PSTN-SWB-PMS2 | Mt Alice PSTN - Refurbish - SWB-PMS2 - MTR STARTER PUMP 2 - Replace & Refurb Strategy & Irrig Com Strat (Item 1.1) | 55.6497
2021 | 0000049026 | WKIA | 04-01 | 5177237 | ETO-VPR-BS1-INLT-SCRN | Victoria Plains BSTR - Replace - INLT-SCRN - TRASH SCR - Irrigation Scheme Common Strategy (30Yr Pln) (Item 10.1) | 28.2579
2021 | 0000002863 | WLIW | 04-01 | 5178170 | EME-SEL-IRR-PSTN-PUN1-MOTR | Selma PSTN - Refurbish - PUN1-MOTR - ELECTRIC MOTOR - Replacement & Refurbishment Life Strategy | 37.1685
2021 | 0000073580 | WABB | 04-01 |  | BDK-BDR-BFD-OWK-CND-001 | Refurbish Penstock 1 Liner at Burdekin Falls Dam (2012 Comp DS Rec 6.3.3a) | 38.4115
2021 | 0000073005 | WKBE | 04-01 |  | KIN-LCY-KID-OWK-002-ILT-STR | Produce design, drawings, specifications and procure for refurbishment | 95.233
2021 | 0000006248 | WKBE | 04-01 | 5160327 | KIN-LCY-KID-OWK-002-OLT-PUM-002 | Kinchant Dam - Refurbish Rec Area Pumping Plant | 19.3833
2021 | 0000070870 | WLBD | 04-01 |  | DAW-MOS-EMBK-EWKS | Refurbish: Embankment Upstream and Downstream Protection Works (Including recommendations of Options Analysis FY2020) | 190.4661
2021 | 0000063336 | WABB | 04-01 |  | BDK-BDR-BFD-SFC-SEW-PNE-001 | Refurbish Sewerage Sludge Lagoon 1 (grass the batters - Jacobs Rec) | 19.2057
2021 | 0000063337 | WABB | 04-01 |  | BDK-BDR-BFD-SFC-SEW-PNE-002 | Refurbish Sewerage Sludge Lagoon 2 (grass the batters - Jacobs Rec) | 19.2057
2021 | 0000056485 | WBBU | 04-01 |  | UBP-BUR-WHA-FWY-GTB-001 | Refurbish gate - seals, blast and paint | 18.2509
2021 | 0000071037 | WBBU | 04-01 |  | UBP-BUR-WHA-FWY-GTB-002 | Refurbish: Exit Flume Bulkhead | 24.3346
2021 | 0000071038 | WBBU | 04-01 |  | UBP-BUR-WHA-FWY-GTB-003 | Refurbish: Holding Chamber Bulkhead | 24.3346
2021 | 0000006588 | WKIA | 04-01 | 5198557 | ETO-MTA-MAMC-SO-SO06 | Mt Alice MC - Replace - SO-SO06 - RPLC SCOUR VLV 3202.2M - Irrigation Scheme Common Strategy (30Yr Pln) (Items 6.0 & 6.1) | 12.2358
2021 | 0000069151 | WABB | 04-01 |  | BDK-BDR-CLW-GTE-GTF-CNL-BAC | Replace Batteries (84 Off), Sab Nife and Charger | 51.2153
2021 | 0000066529 | WKBE | 04-01 | 5204612 | KIN-MIR-PSTN3-ELEC-SWB2-MOST1 | Replace Pump Unit No 1 Starter | 10.4996
2021 | 0000066530 | WKBE | 04-01 | 5204612 | KIN-MIR-PSTN3-ELEC-SWB2-MOST2 | Replace Pump Unit No 2 Starter | 10.4996
2021 | 0000066531 | WKBE | 04-01 | 5204612 | KIN-MIR-PSTN3-ELEC-SWB2-MOST3 | Replace Pump Unit No 3 Starter | 10.4996
2021 | 0000066532 | WKBE | 04-01 | 5204612 | KIN-MIR-PSTN3-ELEC-SWB2-MOST4 | Replace Pump Unit No 4 Starter | 10.4996
2021 | 0000066533 | WKBE | 04-01 | 5204612 | KIN-MIR-PSTN3-ELEC-SWB2-MOST5 | Replace Pump Unit No 5 Starter | 10.4996
2021 | 0000062705 | WABB | 04-01 |  | BDK-BDR-CLW-INN-GSN-GSH-LVL | Refurbish: refurbish gauging equipment as required and replace the bubbler | 12.8038
2021 | 0000076150 | WBBB | 04-01 | 5209483 | BUN-BURN-SWBU | Replace Meter Program (10 per year) - Burnett River (P2) | 53.0099
2021 | 0000076151 | WBBB | 04-01 | 5209485 | BUN-KOLA-SWKO | Replace Meter Program (4 per year) - Kolan River (P2) | 21.2251
2021 | 0000076152 | WBBL | 04-01 | 5209486 | MVA-MRRS-MO | Replace Meter Program (3 per year) - Mary River (P2) | 15.8954
2021 | 0000076153 | WBBL | 04-01 | 5209487 | MVA-TCRS-MO | Replace Meter Program (2 per year) - Tinana Stream (P2) | 10.6034
2021 | 0000076154 | WBBU | 04-01 | 5209488 | UBP-SWUB | Replace Meter Program (11 per year) - Upper Burnett (P2) | 58.3708
2021 | 0000076506 | WLBN | 04-01 |  | NMA-MCK-MO | Replace Meter Program (2 per year) - Mackenzie River | 29.4795
2021 | 0000076201 | WBBR | 04-01 |  | BBA-BRM-SIL | Refurbish Silverleaf Weir pending outcome of 2018 options study - stage 2 | 1825.0933
2021 | 0000064697 | WBBU | 04-01 | 5160691 | UBP-NGO-WUR-INN-GSN-GSH-LVL | Replace Staff Gauge Boards With Metric Boards (P2) | 18.5842
2021 | 0000075739 | WABB | 04-01 | 5160899 | BDK-BDR-BFD-OWK | Repair dissipater concrete downstream of radial gates - Burdekin Falls Dam (2012 DS rec. 6.3.7). | 0
2021 | 0000076081 | WKIA | 04-01 | 5177317 | ETO | Eton System - Refurbish - AR - AIR VNT RFRB - Irrigation Scheme Common Strategy Air Vents (30Yr Pln) (Item 7.0) | 2.8594
2021 | 0000076069 | WMIM | 04-01 | 5178316 | MDA | Mareeba System - Refurbish - MDA - CONCRETE LINING RFRB WKS - Irrigation Common Strategy Concrete Ch (30Yr Pln) (Item 2.0) | 613.6683
2021 | 0000076073 | WMIM | 04-01 | 5178328 | MDA | Mareeba System - Refurbish - MDA - SCHEME AIR VNT RFRB - Irrigation Scheme Common Strategy Air Vents (30Yr Pln) (Item 7.0) | 5.0479
2021 | 0000076074 | WMIM | 04-01 | 5178331 | MDA | Mareeba System - Refurbish - MDA - SCHEME ROAD RFRB - Irrigation Scheme Common Strategy Roads (30Yr Pln) (Item 11.0) | 61.5278
2021 | 0000075660 | WIBM | 04-01 | 5198508 | MAR-MRN-NTW | Backfill the exp Scour, cutoff remove loose dissipater, treat exposed reo with epoxy based coating, reinstate cracks on joints (DS) | 107.3651
2021 | 0000075853 | WBIG | 04-01 | 5207340 | BIA-GOOB-PSTN-CRNE | Gooburrum PSTN - Inspect - PSTN-CRNE - 2 YEARLY 3RD PARTY INSPECTION - Crane, Hoist & Winch Standard AM.05 | 9.4053
2021 | 0000076005 | WBIG | 04-01 | 5207414 | BIA-GOOB-PSTN-ELEC | Gooburrum PSTN - Investigate - SWBD & CABLE REPL OPTIONS ANALYSIS - Material Project (QCA) Options Analysis AM11_G04 | 62.2108
2021 | 0000075872 | WAIE | 04-01 | 5207457 | BRI-DIST-DALB-IRR-PSTNA-CRNE | Dalbeg PSTN A - Inspect - STNA-CRNE - 2 YEARLY 3RD PARTY INSPECTION - Crane, Hoist & Winch Standard AM.05 | 3.8051
2021 | 0000075989 | WABB | 04-01 | 5207899 | BDK-BDR-BFD-ELE-ELL | Replace Distribution Boards #1, 2, 3 & UPS - Burdekin Falls Dam | 49.7788
2021 | 0000076117 | WKBE | 04-01 | 5209459 | KIN-MIR-MDC-AC-AC01 | Refurbish MDC Structures (Rip Rap, Guardrails, Crest Profile as required) | 6.2884
2021 | 0000076118 | WKBE | 04-01 | 5209459 | KIN-MIR-MDC-AC-AC03 | Refurbish MDC Structures (Rip Rap, Guardrails, Crest Profile as required) | 6.2884
2021 | 0000076119 | WKBE | 04-01 | 5209459 | KIN-MIR-MDC-AC-AC06 | Refurbish MDC Structures (Rip Rap, Guardrails, Crest Profile as required) | 6.2884
2021 | 0000076120 | WKBE | 04-01 | 5209459 | KIN-MIR-MDC-AC-AC07 | Refurbish MDC Structures (Rip Rap, Guardrails, Crest Profile as required) | 6.2884
2021 | 0000076121 | WKBE | 04-01 | 5209459 | KIN-MIR-MDC-AC-AC08 | Refurbish MDC Structures (Rip Rap, Guardrails, Crest Profile as required) | 6.2884
2021 | 0000076122 | WKBE | 04-01 | 5209459 | KIN-MIR-MDC-AC-AC09 | Refurbish MDC Structures (Rip Rap, Guardrails, Crest Profile as required) | 6.2884
2021 | 0000076123 | WKBE | 04-01 | 5209459 | KIN-MIR-MDC-AC-AC10 | Refurbish MDC Structures (Rip Rap, Guardrails, Crest Profile as required) | 6.2884
2021 | 0000076124 | WKBE | 04-01 | 5209459 | KIN-MIR-MDC-AC-AC11 | Refurbish MDC Structures (Rip Rap, Guardrails, Crest Profile as required) | 6.2884
2021 | 0000076125 | WKBE | 04-01 | 5209459 | KIN-MIR-MDC-AC-AC12 | Refurbish MDC Structures (Rip Rap, Guardrails, Crest Profile as required) | 6.2884
2021 | 0000076126 | WKBE | 04-01 | 5209459 | KIN-MIR-MDC-AC-AC13 | Refurbish MDC Structures (Rip Rap, Guardrails, Crest Profile as required) | 6.2884
2021 | 0000076127 | WKBE | 04-01 | 5209459 | KIN-MIR-MDC-AC-AC14 | Refurbish MDC Structures (Rip Rap, Guardrails, Crest Profile as required) | 6.2884
2021 | 0000076128 | WKBE | 04-01 | 5209459 | KIN-MIR-MDC-AC-AC15 | Refurbish MDC Structures (Rip Rap, Guardrails, Crest Profile as required) | 6.2884
2021 | 0000076129 | WKBE | 04-01 | 5209459 | KIN-MIR-MDC-AC-AC18 | Refurbish MDC Structures (Rip Rap, Guardrails, Crest Profile as required) | 6.2884
2021 | 0000076130 | WKBE | 04-01 | 5209459 | KIN-MIR-MDC-INLT | Refurbish MDC Structures (Rip Rap, Guardrails, Crest Profile as required) | 6.2884
2021 | 0000076131 | WKBE | 04-01 | 5209459 | KIN-MIR-MDC-SI01 | Refurbish MDC Structures (Rip Rap, Guardrails, Crest Profile as required) | 6.2884
2021 | 0000076132 | WKBE | 04-01 | 5209459 | KIN-MIR-MDC-SI02 | Refurbish MDC Structures (Rip Rap, Guardrails, Crest Profile as required) | 6.2884
2021 | 0000076133 | WKBE | 04-01 | 5209459 | KIN-MIR-MDC-SI03 | Refurbish MDC Structures (Rip Rap, Guardrails, Crest Profile as required) | 6.2884
2021 | 0000076134 | WKBE | 04-01 | 5209459 | KIN-MIR-MDC-SI04 | Refurbish MDC Structures (Rip Rap, Guardrails, Crest Profile as required) | 6.2884
2021 | 0000076147 | WKBE | 04-01 | 5209469 | KIN-MIR-MDC-FNCE-FN01 | Refurbish MDC Fencing System (Phase2) (Fence wire/posts, grids, gates as required) | 107.3716
2021 | 0000076148 | WKBE | 04-01 | 5209469 | KIN-MIR-MDC-FNCE-FN03 | Refurbish MDC Fencing System (Phase2) (Fence wire/posts, grids, gates as required) | 107.3716
2021 | 0000076166 | WBBB | 04-01 | 5210197 | BUN-BUR-BAB-SHT | Build & install 10 new shutters at Ben Anderson Barrage | 329.6227
2021 | 0000076205 | WABP | 04-01 | 5211240 | PRO-PRR-PFD-SPW-STS | Investigate improving spillway discharges while minimising Kelsey Ck pipeline damage, giving access to the gallery (2017 DSRec2.12.8 | 120.1818
2021 | 0000076261 | WIBU | 04-01 | 5212204 | UCO-CDN-NAN-SFC-RDD | Refurbish: Use stabilised (Cement Content) fill to refurbish the Weir Crest surface | 7.181
2021 | 0000076262 | WIBU | 04-01 | 5212208 | UCO-UCNB-PSTN-STK | Enhance: Install Anchor point and purchase portable Inertia Winch (7m) with cord retractable system | 6.6904
2021 | 0000076278 | WAIE | 04-01 | 5212238 | BRI-DIST-BARR-IRR-BA1 | Barratta BA - Investigate - BARR-IRR-BA1 - RFB REG GATES OPTIONS ANALYSIS - Material Project (QCA) Options Analysis AM11_G04 | 9.4358
2021 | 0000076385 | WBIG | 04-01 | 5212524 | BIA-WOON-PSTNW-ELEC-CNTL | Woongarra PSTN - Replace - ELEC-CNTL - PLC SCDA INSTALL STG II - Replace & Refurb Strategy & Irrig Com Strat (Item 1.1) | 151.3431
2021 | 0000076386 | WBIG | 04-01 | 5212524 | BIA-WOON-PSTNW-ELEC-SWB | Woongarra PSTN - Replace - ELEC-SWB - SWBD INSTALL STG II - Replace & Refurb Strategy & Irrig Com Strat (Item 1.1) | 100.8996
2021 | 0000076387 | WBIG | 04-01 | 5212524 | BIA-WOON-PSTNW-ELEC-SWBH | Woongarra PSTN - Replace - ELEC-SWBH - REPLC HV SWBD STG II - Replace & Refurb Strategy & Irrig Com Strat (Item 1.1) | 442.1505
2021 | 0000075740 | WABB | 04-01 | 5212595 | BDK-BDR-BFD-OWK-GTR-001 | Install walkways, ladders, handrails above radial gate 1 - Burdekin Falls Dam | 54.734
2021 | 0000076685 | WKBE | 04-01 | 5216058 | KIN-LCY-KID-PTG | Refurbish Kinchant Dam Borrow pits - clean and profile drains | 70.1565
2021 | 0000076581 | WBBR | 04-01 |  | BBA-BKR-BPD | Study: Bathymetric survey of Bjelke-Petersen Dam | 60.8364
2021 | 0000068599 | WKBP | 04-01 |  | PIO-PCP-PII-CPS | Replace Cathodic Protection | 38.1874
2021 | 0000076600 | WIBU | 04-01 | 5215119 | UCO-CDM-LES-SFC-RDD-002-PAV | Refurbish: Reseal the small section from Turn about (next to lookout) and the Left Hand crest (Vehicle access ) | 4.599
2022 | 0000074451 | WLBN | 04-01 | 5160464 | NMA-MCK-BNW | Repair the Crump Weir abutments (2013 DS Report 2.12.3) | 36.4131
2022 | 0000058702 | WLBN | 04-01 | 5160559 | NMA-MCK-BDW-ABT-ABR-PWK | Reinstate damaged rock mattresses (2013 DS Rec. 2.5.10) | 36.4131
2022 | 0000065028 | WLBN | 04-01 | 5162968 | NMA-MCK-TRW-ABT-ABL-PWK | Repair rock filled mattresses on the left bank downstream (2014 DS report 5.2.1.2) | 23.8855
2022 | 0000065117 | WKBP | 04-01 | 5164289 | PIO-MO | Replace existing flow meter (1 per year) (P2) - Pioneer River | 5.5614
2022 | 0000065120 | WKBB | 04-01 | 5164294 | BBR-BOWN-MO | Replace existing flow meter (1 per year) (P2) | 5.02
2022 | 0000065142 | WMBM | 04-01 | 5164316 | TIN-BR-BRMO | Replace Meter Program (3 per year) - Barron River (P2) | 16.6434
2022 | 0000065143 | WABB | 04-01 | 5212586 | BDK-BURD-BURD-MO | Replace Meter Program (3 per year) - Burdekin River (P2) (Was 16BDK10 ) | 16.6434
2022 | 0000008908 | WIBU | 04-01 | 5164323 | UCO-UCR-MO | Replacement meter program as per 2015 UCO strategy (P2) | 42.6729
2022 | 0000065148 | WIBH | 04-01 | 5164326 | CHW-MO | Replacement of Chinchilla Meter Outlets - 2015 IBHStrategy | 12.4947
2022 | 0000065104 | WLBC | 04-01 | 5164410 | CVA-CALR-MO | Meter Replacement (12 per year) - Callide Valley (P2) | 66.4227
2022 | 0000065103 | WLBD | 04-01 | 5164413 | DAW-DAWR-MO | Meter Replacement - Dawson Valley (7 per year) (P2) | 90.1666
2022 | 0000065089 | WBBR | 04-01 | 5173603 | BBA-BBRS-MO | Replace Meter Program (11 per year) - Barker Barambah (P2) | 11.6223
2022 | 0000067328 | WBBR | 04-01 | 5173604 | BBA-URG-FMO | Replace Customer Meter (1 Per Year) - Upper Redgate (P2) | 5.463
2022 | 0000065090 | WBBY | 04-01 | 5173605 | BYR-MO | Replace Meter Program (3 per year) - Boyne River (P2) | 16.2933
2022 | 0000008922 | WIBS | 04-01 | 5176728 | BAL-BALO | Replacement of St George River meters - 2015 IBS Strategy (P2) | 13.7709
2022 | 0000065147 | WIBT | 04-01 | 5176730 | MAB-MO | Replacement Meter strategy for IBT as developed in 2015 (P2) | 24.9605
2022 | 0000074241 | WKBP | 04-01 | 5178503 | PIO-PIR-MAW | Remove sheet piling cofferdam | 116.3997
2022 | 0000074603 | WLBN | 04-01 | 5183394 | NMA-NGA-FAI-OWK-002-CND-001 | Remove gravel from the diversion tunnel. Provisional | 126.3322
2022 | 0000074640 | WLBN | 04-01 | 5185038 | NMA-MCK-BNW-ABT-ABR-PWK | Reinstate right bank upstream protection rockfill where removed through scouring (2013 DS Rep., 2.6.2) | 25.6834
2022 | 0000074467 | WBBR | 04-01 | 5193209 | BBA-RED-PII-P01 | Refurbish: Pig the pipeline | 30.1502
2022 | 0000065102 | WLBT | 04-01 | 5195027 | TMC-MO | Meter Replacement Three Moon Creek (8 per year) (P2) | 43.4543
2022 | 0000065145 | WABP | 04-01 | 5195028 | PRO-PRIA-PRS-MO | Replace Meter Program (8 per year) - Proserpine River (P2) | 33.6522
2022 | 0000005029 | WBIG | 04-01 | 5113044 | BIA-ISIS-PSTNDB-INLT-PWKS | Don Beattie PSTN - Refurbish - INLT-PWKS - PROTECTION WORKS - Replacement & Refurbishment Life Strategy | 34.994
2022 | 0000009933 | WAIE | 04-01 | 5113677 | BRI-DIST-HAUG-IRR-PSTN1-BC01 | Tom Fenwick PSTN 1 - Replace - STN1-BC01 - BATTERIES X 4 - Replacement & Refurbishment Life Strategy | 11.4808
2022 | 0000000900 | WAIE | 04-01 | 5145442 | BRI-DIST-HAUG-IRR-PSTN4_5-ITK4-IA | Tom Fenwick PSTN 4_5 - Refurbish - ITK4-IA - REF MTLWK/FIXINGS - Irrigation Scheme Common Strategy (30Yr Pln) (Item 10.0) | 6.799
2022 | 0000000901 | WAIE | 04-01 | 5145442 | BRI-DIST-HAUG-IRR-PSTN4_5-ITK5-IA | Tom Fenwick PSTN 4_5 - Refurbish - ITK5-IA - REF MTLWK/FIXINGS - Irrigation Scheme Common Strategy (30Yr Pln) (Item 10.0) | 6.799
2022 | 0000015181 | WAIE | 04-01 | 5145478 | BRI-DIST-HAUG-IRR-PSTN2_3-FAS | Tom Fenwick PSTN 2_3 - Replace - TN2_3-FAS - FIRE ALARM PANEL - Replace & Refurb Strategy & Irrig Com Strat (Item 1.0) | 19.5145
2022 | 0000016050 | WAIE | 04-01 | 5145481 | BRI-DIST-MILL-IRR-PSTNA-PUN4-INST | Millaroo PSTN A - Replace - PUN4-INST - INSTRUMENTATION - Replacement & Refurbishment Life Strategy | 15.8884
2022 | 0000049257 | WLBD | 04-01 | 5156732 | DAW-DAR-THW-ABT-ABL-PWK | Refurbish: Repair crack in LB upstream protection works and add binding concrete LB Downstream - 2010 Annual inspection | 26.5925
2022 | 0000061426 | WLBD | 04-01 | 5156741 | DAW-DAR-THW-ABT-ABR-PWK | Refurbish: Repairs to right bank abutment and stabilise retaining rock wall as a safety measure | 26.5925
2022 | 0000064189 | WLBD | 04-01 | 5157371 | DAW-DAR-GYR-OWS-ILS-LAD | Replace corroded ladders, platforms, handrails in the intake tower (2013 D/S Rec) | 182.94
2022 | 0000069990 | WBBU | 04-01 | 5211590 | UBP-NGO-WUR-OWK-001-OLT-VLV-VLG-002 | Replace: Valve & Actuator - 915mm dia butterfly valve seals (2006 DS Report Rec 6.7a) | 137.5101
2022 | 0000069987 | WBBU | 04-01 | 5212680 | UBP-NGO-WUR-OWK-001-OLT-VLV-VLR-002 | Refurbish Valve - 762mm dia regulating valve (2016 DS Report Rec 6.2.10b) | 61.2692
2022 | 0000055126 | WLIW | 04-01 | 5160754 | EME-SEL-DRN-LN1-DI-DI04 | Selma Drain LN1 - Refurbish - DI-DI04 - DRAINAGE INLET 1975.10L - Irrigation Common Strategy Drain In (30Yr Pln) (Item 5.1) | 8.1004
2022 | 0000055149 | WLIW | 04-01 | 5160754 | EME-SEL-DRN-LN1-DI-DI06 | Selma Drain LN1 - Refurbish - DI-DI06 - REPAIR CONCRETE SILL - Irrigation Common Strategy Drain In (30Yr Pln) (Item 5.1) | 8.1004
2022 | 0000055150 | WLIW | 04-01 | 5160754 | EME-SEL-DRN-LN1-DI-DI20 | Selma Drain LN1 - Refurbish - DI-DI20 - REINSTATE ROCK DI - Irrigation Common Strategy Drain In (30Yr Pln) (Item 5.1) | 8.1004
2022 | 0000030686 | WBIG | 04-01 | 5212542 | BIA-ISIS-PSTNDB-DEWS-PMP1 | Don Beattie PSTN - Replace - DEWS-PMP1 - DEWATERING PUMP 1 - Replacement & Refurbishment Life Strategy | 13.2262
2022 | 0000065095 | WBBU | 04-01 | 5164206 | UBP-SWJG | Replace Meter Program (1 per year) - John Goleby (P2) | 5.463
2022 | 0000065808 | WBBU | 04-01 | 5160517 | UBP-NGO-WUR-OWK-001-CND-002 | Refurbish Pipe 2 Main Outlet (915) (2016DS Rec 6.2.7b, 6.2.11b) | 33.3191
2022 | 0000071803 | WBBU | 04-01 |  | UBP-BUR-JON-WAW-FWY-STR | Refurbish: Fish Ladder Concrete - Cracking & Spalling (Outcome from 2019 options study) | 49.7557
2022 | 0000071808 | WBBU | 04-01 |  | UBP-BUR-JON-OWS-001-ILS-GTE | Replace Outlet Gate & Gearbox | 111.9504
2022 | 0000054649 | WBIG | 04-01 | 5119913 | BIA-ISIS-BSTR-OTLT1-GATE | Isis BSTR - Refurbish - OTLT1-GATE - SLIDE GATES - Replacement & Refurbishment Life Strategy | 23.6658
2022 | 0000055094 | WIBU | 04-01 | 5144868 | UCO-UCNB-PSTN-PUN3-PUMP | Refurbish Submersible Pump - PUN3 - Yarramalong PSTN | 46.972
2022 | 0000069810 | WLBC | 04-01 | 5156738 | CVA-CLC-CAL-ELE-ELC-001 | Replace Cables & Cableways (refer to 2019 condition assessment) - Procure, Install, Commissioning | 327.4804
2022 | 0000059260 | WBIG | 04-01 | 5160990 | BIA-BING-BMC-MO-0003 | Bingera MC - Replace - MO-0003 - METER AT 1099.75M R - 30y Irrigation Strategy (Item 4.0 & 4.1) AM14_S2 | 8.3421
2022 | 0000059261 | WBIG | 04-01 | 5160990 | BIA-BING-BMC-MO-0004 | Bingera MC - Replace - MO-0004 - METER AT 1555.0M R - 30y Irrigation Strategy (Item 4.0 & 4.1) AM14_S2 | 8.3421
2022 | 0000059262 | WBIG | 04-01 | 5160990 | BIA-BING-BMC-MO-0010 | Bingera MC - Replace - MO-0010 - METER AT 4256.0M L - 30y Irrigation Strategy (Item 4.0 & 4.1) AM14_S2 | 8.3421
2022 | 0000059263 | WBIG | 04-01 | 5160990 | BIA-BING-BMC-MO-0012 | Bingera MC - Replace - MO-0012 - METER AT 4923.0M L - 30y Irrigation Strategy (Item 4.0 & 4.1) AM14_S2 | 8.3421
2022 | 0000059264 | WBIG | 04-01 | 5160990 | BIA-BING-BMC-MO-0013 | Bingera MC - Replace - MO-0013 - METER AT 4923.01M L - 30y Irrigation Strategy (Item 4.0 & 4.1) AM14_S2 | 8.3421
2022 | 0000059265 | WBIG | 04-01 | 5160990 | BIA-BING-BMC-MO-0014 | Bingera MC - Replace - MO-0014 - METER AT 6325.0M L - 30y Irrigation Strategy (Item 4.0 & 4.1) AM14_S2 | 8.3421
2022 | 0000059266 | WBIG | 04-01 | 5160990 | BIA-BING-BMC-MO-0015 | Bingera MC - Replace - MO-0015 - METER AT 9152.0M R - 30y Irrigation Strategy (Item 4.0 & 4.1) AM14_S2 | 8.3421
2022 | 0000059267 | WBIG | 04-01 | 5160990 | BIA-BING-BMC-MO-0017 | Bingera MC - Replace - MO-0017 - METER AT 19800.11M R - 30y Irrigation Strategy (Item 4.0 & 4.1) AM14_S2 | 8.3421
2022 | 0000059268 | WBIG | 04-01 | 5160990 | BIA-BING-BMC-MO-0020 | Bingera MC - Replace - MO-0020 - METER AT 21900.0M L - 30y Irrigation Strategy (Item 4.0 & 4.1) AM14_S2 | 8.3421
2022 | 0000059269 | WBIG | 04-01 | 5160990 | BIA-BING-BMC-MO-0021 | Bingera MC - Replace - MO-0021 - METER AT 22280.58M L - 30y Irrigation Strategy (Item 4.0 & 4.1) AM14_S2 | 8.3421
2022 | 0000059270 | WBIG | 04-01 | 5160990 | BIA-BING-BMC-MO-0023 | Bingera MC - Replace - MO-0023 - METER AT 28568.0M L - 30y Irrigation Strategy (Item 4.0 & 4.1) AM14_S2 | 8.3421
2022 | 0000059271 | WBIG | 04-01 | 5160990 | BIA-BING-BMC-MO-0026 | Bingera MC - Replace - MO-0026 - METER AT 29653.63M R - 30y Irrigation Strategy (Item 4.0 & 4.1) AM14_S2 | 8.3421
2022 | 0000059272 | WBIG | 04-01 | 5160990 | BIA-BING-BMC-MO-0030 | Bingera MC - Replace - MO-0030 - METER AT 32221.3M L - 30y Irrigation Strategy (Item 4.0 & 4.1) AM14_S2 | 8.3421
2022 | 0000059273 | WBIG | 04-01 | 5160990 | BIA-BING-BMC-MO-0032 | Bingera MC - Replace - MO-0032 - METER AT 35103.0M R - 30y Irrigation Strategy (Item 4.0 & 4.1) AM14_S2 | 8.3421
2022 | 0000059274 | WBIG | 04-01 | 5160990 | BIA-BING-BMC-MO-0035 | Bingera MC - Replace - MO-0035 - METER AT 35668.7M L - 30y Irrigation Strategy (Item 4.0 & 4.1) AM14_S2 | 8.3421
2022 | 0000059275 | WBIG | 04-01 | 5160990 | BIA-BING-BMC-MO-0037 | Bingera MC - Replace - MO-0037 - METER AT 37463.95M L - 30y Irrigation Strategy (Item 4.0 & 4.1) AM14_S2 | 8.3421
2022 | 0000059276 | WBIG | 04-01 | 5160990 | BIA-BING-BMC-MO-0038 | Bingera MC - Replace - MO-0038 - METER AT 38246.74M R - 30y Irrigation Strategy (Item 4.0 & 4.1) AM14_S2 | 8.3421
2022 | 0000059280 | WBIG | 04-01 | 5160990 | BIA-BING-BMC-MO-0048 | Bingera MC - Replace - MO-0048 - METER AT 41709.59M R - 30y Irrigation Strategy (Item 4.0 & 4.1) AM14_S2 | 8.3421
2022 | 0000059281 | WBIG | 04-01 | 5160990 | BIA-BING-BMC-MO-0049 | Bingera MC - Replace - MO-0049 - METER AT 42022.1M R - 30y Irrigation Strategy (Item 4.0 & 4.1) AM14_S2 | 8.3421
2022 | 0000059282 | WBIG | 04-01 | 5160990 | BIA-BING-BMC-MO-0050 | Bingera MC - Replace - MO-0050 - METER AT 42363.83M E - 30y Irrigation Strategy (Item 4.0 & 4.1) AM14_S2 | 8.3421
2022 | 0000059283 | WBIG | 04-01 | 5160990 | BIA-BING-BMC-MO-0051 | Bingera MC - Replace - MO-0051 - METER AT 23475.0M L - 30y Irrigation Strategy (Item 4.0 & 4.1) AM14_S2 | 8.3421
2022 | 0000059284 | WBIG | 04-01 | 5160990 | BIA-BING-BMC-MO-0053 | Bingera MC - Replace - MO-0053 - METER AT 29357.0M R - 30y Irrigation Strategy (Item 4.0 & 4.1) AM14_S2 | 8.3421
2022 | 0000059285 | WBIG | 04-01 | 5160990 | BIA-GIGI-BERR-BE3-MO-0001 | Berrembea Distribution - Replace - MO-0001 - METER AT 388.89M L - 30y Irrigation Strategy (Item 4.0 & 4.1) AM14_S2 | 8.3421
2022 | 0000059286 | WBIG | 04-01 | 5160990 | BIA-GIGI-BERR-BEM-MO-0003 | Berrembea Distribution - Replace - MO-0003 - METER AT 2207.24M L - 30y Irrigation Strategy (Item 4.0 & 4.1) AM14_S2 | 8.3421
2022 | 0000059287 | WBIG | 04-01 | 5160990 | BIA-GIGI-BERR-BEM-MO-0004 | Berrembea Distribution - Replace - MO-0004 - METER AT 2319.00M L - 30y Irrigation Strategy (Item 4.0 & 4.1) AM14_S2 | 8.3421
2022 | 0000059288 | WBIG | 04-01 | 5160990 | BIA-GIGI-BERR-BEM-MO-0005 | Berrembea Distribution - Replace - MO-0005 - METER AT 2319.10M L - 30y Irrigation Strategy (Item 4.0 & 4.1) AM14_S2 | 8.3421
2022 | 0000059289 | WBIG | 04-01 | 5160990 | BIA-GIGI-BERR-BEM-MO-0006 | Berrembea Distribution - Replace - MO-0006 - METER AT 2319.20M L - 30y Irrigation Strategy (Item 4.0 & 4.1) AM14_S2 | 8.3421
2022 | 0000059290 | WBIG | 04-01 | 5160990 | BIA-GIGI-BERR-BEM-MO-0009 | Berrembea Distribution - Replace - MO-0009 - METER AT 4475.62M L - 30y Irrigation Strategy (Item 4.0 & 4.1) AM14_S2 | 8.3421
2022 | 0000059291 | WBIG | 04-01 | 5160990 | BIA-GIGI-BERR-BEM-MO-0010 | Berrembea Distribution - Replace - MO-0010 - METER AT 5135.00M L - 30y Irrigation Strategy (Item 4.0 & 4.1) AM14_S2 | 8.3421
2022 | 0000059292 | WBIG | 04-01 | 5160990 | BIA-GIGI-BERR-BEM-MO-0023 | Berrembea Distribution - Replace - MO-0023 - METER AT 11154.20M E - 30y Irrigation Strategy (Item 4.0 & 4.1) AM14_S2 | 8.3421
2022 | 0000067330 | WIBN | 04-01 | 5173621 | CUW-MO | Replacement of Cunnamulla Meter Outlets - 2015 IBHStrategy; 1 job every 3 years. (P2) | 4.3304
2022 | 0000074936 | WKIA | 04-01 | 5191120 | ETO-MTA-PSTN-CNTL | Mt Alice PSTN - Refurbish - PSTN-CNTL - DES/DFT/TNDR/PROC - Options Study Report | 23.422
2022 | 0000057134 | WKIA | 04-01 | 5191120 | ETO-MTA-PSTN-SWB | Mt Alice PSTN - Refurbish - PSTN-SWB - DES/DFT/TNDR/PROC - Options Study Report | 23.422
2022 | 0000056593 | WBBB | 04-01 |  | BUN-KOL-FHD-ELE-ELC-001 | REPLACE CABLE MAIN WALL | 31.0973
2022 | 0000025760 | WBBB | 04-01 |  | BUN-KOL-FHD-ELE-ELC-002 | Replace Cable Outlet Works (Install & Commission) | 31.0973
2022 | 0000025761 | WBBB | 04-01 |  | BUN-KOL-FHD-ELE-ELC-003 | Replace Cable Inlet Tower (Install & Commission) | 37.3168
2022 | 0000072866 | WLBD | 04-01 |  | DAW-DAR-NHW-OWS-OLS-VLV-VLR | Refurbish Hydraulic Actuator | 25.9706
2022 | 0000005289 | WBIC | 04-01 | 5102055 | LOW-OW-PSTN-ELEC-CNTL | Owanyilla PSTN - Replace - ELEC-CNTL - CONT EQUIP REPLACE STG I - Replace & Refurb Strategy & Irrig Com Strat (Item 1.0) | 276.1324
2022 | 0000031027 | WBIC | 04-01 | 5112911 | LOW-CHB-PSTN-ELEC-CBLE | Copenhagen Bend PSTN - Replace - ELEC-CBLE - CABLE - Replace & Refurb Strategy & Irrig Com Strat (Item 1.2) | 212.9268
2022 | 0000005387 | WBIC | 04-01 | 5112911 | LOW-CHB-PSTN-ELEC-CNTL | Copenhagen Bend PSTN - Replace - ELEC-CNTL - PLC/SCADA SYS - Replace & Refurb Strategy & Irrig Com Strat (Item 1.2) | 170.1365
2022 | 0000031029 | WBIC | 04-01 | 5112911 | LOW-CHB-PSTN-ELEC-SWB | Copenhagen Bend PSTN - Replace - ELEC-SWB - SWITCHBOARD, LV - Replace & Refurb Strategy & Irrig Com Strat (Item 1.2) | 248.5199
2022 | 0000008682 | WMIM | 04-01 | 5113974 | MDA-WBA-BSTR-SCRN | West Barron BSTR - Refurbish - BSTR-SCRN - ROTATING SCRN - Irrigation Scheme Common Strategy (30Yr Pln) (Item 10.1) | 26.8818
2022 | 0000064886 | WLBN | 04-01 | 5160982 | NMA-MCK-BDW-ELE-CNL | Install new PC and SCADA - Construction | 181.2854
2022 | 0000048809 | WKBB | 04-01 |  | BBR-BKN-EUG | Failure Impact Assessment (report due to regulator by 1 April 2022) | 9.9337
2022 | 0000063246 | WKBB | 04-02 |  | BBR-BKN-EUG-SFC-REC-002-BLD-BLA | Refurbish Toilet Block 3 (Septic) (Picnic Area) | 0
2022 | 0000063379 | WKBB | 04-02 |  | BBR-BKN-EUG-SFC-TPW-TKW-007 | Refurbish Treated Water Tank 4 | 0
2022 | 0000050510 | WKBB | 04-01 |  | BBR-BKN-EUG-SFC-TPW-TPW | REPLACE A/CON WTP-EUNGELLA | 4.0042
2022 | 0000074064 | WABB | 04-01 | 5212191 | BDK-BDR-CLW-GTE-GTF-HYD | Refurbish Hydraulic System and cylinders - Stage 5 | 468.4941
2022 | 0000071449 | WBBB | 04-01 |  | BUN-KOL-FHD-SFC-FNC-001 | Refurbish: Dam Area Fencing | 31.0973
2022 | 0000067461 | WBBY | 04-01 |  | BYR-BOY-BOO-ELE-ELC | Options study: replace cables and cableways - Boondooma Dam | 18.6584
2022 | 0000056555 | WLBC | 04-01 |  | CVA-CLC-CAL-ELE-SWB-004 | Replace Switchboard - Bldg Serv Elec Serv Bldg - procure Install | 12.9853
2022 | 0000056557 | WLBC | 04-01 |  | CVA-CLC-CAL-ELE-SWB-006 | Replace Switchboard - Inlet Tower design and procure | 12.9853
2022 | 0000058634 | WIBT | 04-01 |  | MAB-MCB-CLM-SPW-CRN-CRD | Refurbishment of 2 Tonne Hoist Crane | 6.7266
2022 | 0000066577 | WIBT | 04-01 |  | MAB-GSTN-001-GAUG | Replace Gauging Equipment; Based on performance condition and obsolescence. (2020 5 yearly check) | 19.5107
2022 | 0000066579 | WIBT | 04-01 |  | MAB-GSTN-003-GAUG | Replace Gauging Equipment; Based on performance condition and obsolescence. (2020 5 yearly check) | 19.5107
2022 | 0000063383 | WLBN | 04-01 |  | NMA-NGA-FAI-SFC-LWS-002-TKC-001 | Refurbish Clarifier Tank No 1 - Repaint, new valves actuators, repair/replace valves | 227.2426
2022 | 0000064954 | WIBU | 04-01 |  | UCO-CDM-LES-ELE-CNL | Refurbishment: 5 years after UPS Replacement undertake assessment and refurbish / replace components | 3.9021
2022 | 0000064965 | WIBU | 04-01 |  | UCO-CDM-LES-OWK-001-OLT-VLV-VLI-004 | Replace Valve, 150mm air release | 3.3819
2022 | 0000075445 | WIBU | 04-01 |  | UCO-CDM-LES-OWK-002-ILT-VLV-VLI-001 | Refurbish - Pull off Bonnet, blast clean, Needle gun and epoxy paint valve | 29.9164
2022 | 0000073257 | WIBU | 04-01 |  | UCO-CDM-LES-SPW-GTR | Refurbish: Allowance (1) to replace small pumps and motors which keep the hydraulic system pumping - refer strategy | 9.105
2022 | 0000071369 | WIBU | 04-01 |  | UCO-CDM-TAL-OWS-ILS-VLI | Refurbish: Valve Actuator | 6.5036
2022 | 0000006362 | WKIA | 04-01 | 5113157 | ETO-OMC-RG-RG03-GATE | Oakenden MC - Refurbish - RG03-GATE - RFRB AVIS GATE - Float Regulating Gate Refurbishment Strategy | 42.7132
2022 | 0000014427 | WAIE | 04-01 | 5113688 | BRI-DIST-MILL-IRR-PSTNR-PRIM | Millaroo PSTN R - Replace - STNR-PRIM - PUMP PRIMING SYSTEM - Replacement & Refurbishment Life Strategy | 59.1679
2022 | 0000009878 | WAIE | 04-01 | 5113801 | BRI-DIST-ELLT-IRR-PSTN-RM01-FM-FMTR | Elliot PSTN - Replace - FM-FMTR - FLOW METER, 910MM ULTS - 30y Irrigation Strategy (Item 4.0 & 4.1) AM14_S2 | 33.5128
2022 | 0000009879 | WAIE | 04-01 | 5113801 | BRI-DIST-ELLT-IRR-PSTN-RM02-FM-FMTR | Elliot PSTN - Replace - FM-FMTR - FLOW METER, ULTS - 30y Irrigation Strategy (Item 4.0 & 4.1) AM14_S2 | 67.2776
2022 | 0000005530 | WBIG | 04-01 | 5114338 | BIA-WOON-BSTR-OTLT1-GATE | Woongarra BSTR - Refurbish - OTLT1-GATE - SLIDE GATE - Replacement & Refurbishment Life Strategy | 19.0847
2022 | 0000048097 | WMIM | 04-01 | 5206621 | MDA-EBA-IRR-EB04-OVF-CTRL | East Barron Ch EB04 - Replace - OVF-CTRL - RPLC CONT EQUIP - Replace & Refurb Strategy & Irrig Com Strat (Item 1.0) | 6.1114
2022 | 0000008204 | WMIM | 04-01 | 5121454 | MDA-SWL-WBI-MC-RG01-GT01 | South Walsh MC - Refurbish - RG01-GT01 - REGULATING GATE 1 - Replacement & Refurbishment Life Strategy | 35.1927
2022 | 0000005180 | WBIG | 04-01 | 5123307 | BIA-ISIS-BSTR | Isis BSTR - Inspect - ISIS-BSTR - ISIS BALANCING STORAGE - Dam Safety Five Yearly Inspection - Referable Dams DS11 | 35.3195
2022 | 0000005189 | WBIG | 04-01 | 5123308 | BIA-WOON-BSTR | Woongarra BSTR - Inspect - WOON-BSTR - STORAGE - Dam Safety Five Yearly Inspection - Referable Dams DS11 | 35.7195
2022 | 0000009292 | WIBS | 04-01 | 5131613 | BAL-BAR-BMD-OWK-002-ILS-GTB | Refurbish: Full paint, and new seals | 17.7282
2022 | 0000056573 | WAIE | 04-01 | 5131993 | BRI-DIST-GIRU-PSTNHL-INLW-GATE2 | Healeys PSTN - Replace - INLW-GATE2 - RPLC ROTORK ACT - Replacement & Refurbishment Life Strategy | 13.6379
2022 | 0000000919 | WAIE | 04-01 | 5132142 | BRI-DIST-DALB-IRR-PSTNB-SWB | Dalbeg PSTN B - Refurbish - PSTNB-SWB - SWITCHBOARD - Replace & Refurb Strategy & Irrig Com Strat (Item 1.1) | 35.156
2022 | 0000056628 | WBIG | 04-01 | 5132188 | BIA-BING-PSTNBY-PUN4-MTOR | Bullyard PSTN - Refurbish - PUN4-MTOR - ELECTRIC MOTOR - Replacement & Refurbishment Life Strategy | 24.5391
2022 | 0000004150 | WBIG | 04-01 | 5132474 | BIA-BING-PSTNMC-PUN1-MTOR | McIlwraith PSTN - Refurbish - PUN1-MTOR - ELECTRIC MOTOR - Replacement & Refurbishment Life Strategy | 25.5061
2022 | 0000004364 | WBIG | 04-01 | 5132484 | BIA-ISIS-PSTNDH-PUN2-MTOR | Dinner Hill PSTN - Refurbish - PUN2-MTOR - ELECTRIC MOTOR - Replacement & Refurbishment Life Strategy | 31.3969
2022 | 0000037832 | WKIA | 04-01 | 5134671 | ETO-AR-PSTN-SWB | Abingdon Relift PSTN - Replace - PSTN-SWB - SWBD REPLACMENT - Replace & Refurb Strategy & Irrig Com Strat (Item 1.0) | 154.5411
2022 | 0000037839 | WKIA | 04-01 | 5134671 | ETO-AR-PSTN-SWCE | Abingdon Relift PSTN - Replace - PSTN-SWCE - CONT SYS RPLC - Replace & Refurb Strategy & Irrig Com Strat (Item 1.0) | 114.2701
2022 | 0000009704 | WIBU | 04-01 | 5144807 | UCO-CDM-LES-OWK-001-ILT-RAC | Refurbish: sand blasting & re-galvanizing - pending 2019 5yr inspection | 22.9741
2022 | 0000048823 | WLBD | 04-01 | 5156714 | DAW-DAR-NHW | Study: WEIR PROGRAM - 5yr Dam Comprehensive Inspection | 47.3815
2022 | 0000048820 | WLBF | 04-01 | 5156716 | LFZ-FTZ-EDE | Study: WEIR PROGRAM - 5yr Dam Comprehensive Inspection | 50.7122
2022 | 0000049715 | WLBT | 04-01 | 5156719 | TMC-TMW-AVI | Study: WEIR PROGRAM - : 5yearly Comprehensive Inspection | 15.9558
2022 | 0000049716 | WLBT | 04-01 | 5156719 | TMC-TMW-BZL | Study: WEIR PROGRAM - 5year Comprehensive Inspection | 15.9558
2022 | 0000049718 | WLBT | 04-01 | 5156719 | TMC-TMW-MNT | Study: WEIR PROGRAM - 5year Comprehensive Inspection | 15.9558
2022 | 0000049777 | WLBT | 04-01 | 5156719 | TMC-TMW-MUL | Study: WEIR PROGRAM : 5yr Dam Comprehensive Inspection | 15.9558
2022 | 0000049719 | WLBT | 04-01 | 5156719 | TMC-TMW-YOU | Study: WEIR PROGRAM - 5year comprehensive inspection (done in conjunction with anabranch) | 15.9558
2022 | 0000049778 | WLBT | 04-01 | 5156719 | TMC-TMW-YOU-WEA | Study: WEIR PROGRAM -: 5year comprehensive inspection (done in conjunction with main weir) | 15.9558
2022 | 0000009288 | WIBS | 04-01 | 5159054 | BAL-BAR-BMD | Study: 20yr Dam Safety Review (by 1 Dec 2022) | 361.7064
2022 | 0000007954 | WMIM | 04-01 | 5159129 | MDA-WBA-MC-MC_A-CR02-GT01 | West Barron MC - Refurbish - CR02-GT01 - AMIL GTE BLST/PAINT - Float Regulating Gate Refurbishment Strategy | 14.387
2022 | 0000007958 | WMIM | 04-01 | 5159129 | MDA-WBA-MC-MC_A-CR03-GT01 | West Barron MC - Refurbish - CR03-GT01 - AMIL GTE BLST/PAINT - Float Regulating Gate Refurbishment Strategy | 14.387
2022 | 0000007950 | WMIM | 04-01 | 5159129 | MDA-WBA-MC-MC_A-OVF-GATE | West Barron MC - Refurbish - OVF-GATE - AMIL GTE BLST/PAINT - Float Regulating Gate Refurbishment Strategy | 14.387
2022 | 0000007964 | WMIM | 04-01 | 5159129 | MDA-WBA-MC-MC_B-CR05-GT01 | West Barron MC - Refurbish - CR05-GT01 - AMIL GTE BLST/PAINT - Float Regulating Gate Refurbishment Strategy | 14.387
2022 | 0000007966 | WMIM | 04-01 | 5159129 | MDA-WBA-MC-MC_B-CR06-GT01 | West Barron MC - Refurbish - CR06-GT01 - AMIL GTE BLST/PAINT - Float Regulating Gate Refurbishment Strategy | 14.387
2022 | 0000007968 | WMIM | 04-01 | 5159129 | MDA-WBA-MC-MC_B-CR07-GT01 | West Barron MC - Refurbish - CR07-GT01 - AMIL GTE BLST/PAINT - Float Regulating Gate Refurbishment Strategy | 14.387
2022 | 0000007970 | WMIM | 04-01 | 5159129 | MDA-WBA-MC-MC_B-CR08-GT01 | West Barron MC - Refurbish - CR08-GT01 - AMIL GTE BLST/PAINT - Float Regulating Gate Refurbishment Strategy | 14.387
2022 | 0000007972 | WMIM | 04-01 | 5159129 | MDA-WBA-MC-MC_B-CR09-GT01 | West Barron MC - Refurbish - CR09-GT01 - AMIL GTE BLST/PAINT - Float Regulating Gate Refurbishment Strategy | 14.387
2022 | 0000007960 | WMIM | 04-01 | 5159129 | MDA-WBA-MC-MC_B-OVF-GT01 | West Barron MC - Refurbish - OVF-GT01 - AMIL GTE BLST/PAINT - Float Regulating Gate Refurbishment Strategy | 14.387
2022 | 0000007984 | WMIM | 04-01 | 5159129 | MDA-WBA-MC-MC_D-CR18-GT01 | West Barron MC - Refurbish - CR18-GT01 - AMIL GTE BLST/PAINT - Float Regulating Gate Refurbishment Strategy | 14.387
2022 | 0000007985 | WMIM | 04-01 | 5159129 | MDA-WBA-MC-MC_D-CR19-GATE | West Barron MC - Refurbish - CR19-GATE - AMIL GTE BLST/PAINT - Float Regulating Gate Refurbishment Strategy | 14.387
2022 | 0000064247 | WBBB | 04-01 | 5159621 | BUN-BUR-BAB-CRG-STR-004 | Refurbish/Replace U/S Crane Rails (staged over 3 years) + Options Study | 53.8678
2022 | 0000061096 | WAIE | 04-01 | 5159672 | BRI-DIST-DALB-IRR-CH1_1-MO-M001 | Dalbeg Ch 1 - Replace - M001 - DA009W2 497.0R TYPE SMO - 30y Irrigation Strategy (Item 4.0 & 4.1) AM14_S2 | 24.4628
2022 | 0000061097 | WAIE | 04-01 | 5159672 | BRI-DIST-DALB-IRR-CH1_3-MO-M001 | Dalbeg Ch 1 - Replace - M001 - DA085W1 496.82R TYPE SMO - 30y Irrigation Strategy (Item 4.0 & 4.1) AM14_S2 | 24.4628
2022 | 0000061098 | WAIE | 04-01 | 5159672 | BRI-DIST-DALB-IRR-CH1-MO-M001 | Dalbeg Ch 1 - Replace - M001 - DA009W1 581.99R TYPE SMO - 30y Irrigation Strategy (Item 4.0 & 4.1) AM14_S2 | 24.4628
2022 | 0000061099 | WAIE | 04-01 | 5159672 | BRI-DIST-DALB-IRR-DMC-MO-M027 | Dalbeg MC - Replace - M027 - DB035W1 7178.04L SMO - 30y Irrigation Strategy (Item 4.0 & 4.1) AM14_S2 | 24.4628
2022 | 0000061100 | WAIE | 04-01 | 5159672 | BRI-DIST-DALB-IRR-DMC-MO-M028 | Dalbeg MC - Replace - M028 - DB036W1 7450.0L SMO - 30y Irrigation Strategy (Item 4.0 & 4.1) AM14_S2 | 24.4628
2022 | 0000061101 | WAIE | 04-01 | 5159672 | BRI-DIST-DALB-IRR-DMC-MO-M041 | Dalbeg MC - Replace - M041 - DB052W1 11792.71L SMO - 30y Irrigation Strategy (Item 4.0 & 4.1) AM14_S2 | 24.4628
2022 | 0000061102 | WAIE | 04-01 | 5159672 | BRI-DIST-DALB-IRR-DMC-MO-M042 | Dalbeg MC - Replace - M042 - DB052W2 12448.03L SMO - 30y Irrigation Strategy (Item 4.0 & 4.1) AM14_S2 | 24.4628
2022 | 0000005182 | WBBB | 04-01 | 5159781 | BUN-KOL-KLB | Study: WEIR PROGRAM - 5yr Dam Comprehensive Inspection | 20.0641
2022 | 0000005195 | WBBL | 04-01 | 5159793 | MVA-MRR-MRB | Study: WEIR PROGRAM - 5yr Dam Comprehensive Inspection | 23.3279
2022 | 0000005198 | WBBL | 04-01 | 5159794 | MVA-TCK-TNB | Study: WEIR PROGRAM - 5yr Dam Comprehensive Inspection | 22.0633
2022 | 0000005207 | WBBU | 04-01 | 5159805 | UBP-BUR-JON | Study: WEIR PROGRAM - 5yr Dam Comprehensive Inspection | 37.8787
2022 | 0000005206 | WBBU | 04-01 | 5159809 | UBP-BUR-WHA-SPW | REG: Deformation Survey - must be done prior to 5yearly inspection (2006/07 Dam Safety Review Rec. 3) | 6.6889
2022 | 0000064503 | WBIG | 04-01 | 5159848 | BIA-ISIS-PSTNDB-FM-FMTR | Don Beattie PSTN - Replace - FM-FMTR - FLOWMETER - 30y Irrigation Strategy (Item 4.0 & 4.1) AM14_S2 | 42.2808
2022 | 0000057630 | WKBP | 04-01 | 5159901 | PIO-PIR-TEM-DAS-002-OWK-OLT-VLV-VLG-001 | Refurbish hydraulic system based on inspection to be carried out as part of Comprehensive DS inspection | 14.434
2022 | 0000055095 | WIBU | 04-01 | 5144868 | UCO-UCNB-PSTN-PUN1-PUMP | Refurbish: Overhaul Submersible PUN1 (Condition Assess) - Yarramalong PSTN | 46.972
2022 | 0000055097 | WIBU | 04-01 | 5144868 | UCO-UCNB-PSTN-PUN2-PUMP | Refurbish Submersible PUN2 - Yarramalong PSTN | 46.972
2022 | 0000064624 | WBBU | 04-01 | 5160306 | UBP-BUR-JOG | Study: WEIR PROGRAM - 5yr Dam Comprehensive Inspection | 31.9627
2022 | 0000048828 | WKBP | 04-01 | 5160330 | PIO-PIR-DMB | Study: WEIR PROGRAM - 5yr Dam Comprehensive Inspection | 56.8018
2022 | 0000048829 | WKBP | 04-01 | 5160331 | PIO-PIR-MAW | Carry out 5 yearly comprehensive dam safety inspection - Marian Weir | 40.1983
2022 | 0000048830 | WKBP | 04-01 | 5160332 | PIO-PIR-MIW | Study: WEIR PROGRAM - 5yr Dam Comprehensive Inspection | 40.1528
2022 | 0000064620 | WIBT | 04-01 | 5160404 | MAB-MCB-CLM-SPW-GTE-GTB | Refurbish: Full repaint of Bulkhead gate sections. | 64.9065
2022 | 0000005174 | WBBR | 04-01 | 5160431 | BBA-BRM-JOE | Study: WEIR PROGRAM - 5yr Dam Comprehensive Inspection | 16.4403
2022 | 0000005175 | WBBR | 04-01 | 5160435 | BBA-BRM-SIL | Study: WEIR PROGRAM - 5yr Dam Comprehensive Inspection | 16.0636
2022 | 0000005185 | WBBB | 04-01 | 5160440 | BUN-KOL-FHD | Study: 5yr Dam Comprehensive Inspection - Civil, Mech & Elec | 78.7521
2022 | 0000002745 | WLBN | 04-01 | 5160465 | NMA-MCK-BNW-OWS-002-CND-001 | Refurbish 600 DIA AC PIPE (subject to 2020 inspection) | 13.9544
2022 | 0000005208 | WBBU | 04-01 | 5160493 | UBP-NGO-WUR | Study: 5yr Dam Comprehensive Inspection - Civil, Mech & Elec | 103.1112
2022 | 0000056272 | WMBM | 04-01 | 5160631 | TIN-BRN-TID-WAA-ANC | Testing of post tensioning permanent strand anchors | 195.3775
2022 | 0000025727 | WBIG | 04-01 | 5161074 | BIA-GIGI-MON-PSTNM-PUN1-NRV | Monduran PSTN - Replace - PUN1-NRV - REFLUX VALVE - Replace & Refurb Strategy & Irrig Com Strat (Item 6.0) | 16.9249
2022 | 0000025746 | WBIG | 04-01 | 5161074 | BIA-GIGI-MON-PSTNM-PUN4-NRV | Monduran PSTN - Replace - PUN4-NRV - REFLUX VALVE (SUPP) - Replace & Refurb Strategy & Irrig Com Strat (Item 6.0) | 16.9249
2022 | 0000006209 | WKBP | 04-01 | 5165654 | PIO-PIR-TEM-DAS-002-OWK-OLT-VLV-VLG-001 | Remove corrosion inside valve and paint. Inspect seals and hydraulic system renew if necessary. | 33.4749
2022 | 0000067213 | WIBT | 04-01 | 5171376 | MAB-MCB-CLM-SPW | Study: Undertake a condition assessment of all float wells, float wheels, guides, etc. | 21.3076
2022 | 0000065259 | WBBU | 04-01 | 5173617 | UBP-NGO-WUR-WAA-GAL-002 | Refurbish: Clean Pressure Relief Drains (as part of 5yr Inspection) (DS2014 Rec 2.6.1a) | 39.6022
2022 | 0000001332 | WABB | 04-01 | 5173926 | BDK-BDR-BFD | Study: 5yr Dam Comprehensive Inspection (by 1 June, includes elec. insp.) | 124.1938
2022 | 0000070456 | WLBC | 04-01 | 5175335 | CVA-CLC-CAL-ELE-SWB-008 | Replace Switchboard - Dist Board Valve House (Install and Commission) | 31.2055
2022 | 0000055787 | WIBS | 04-01 | 5176393 | BAL-BAR-BMD-SPW-STS-SPA | Refurbish: Jet Blast 59 Foundation Drains in the Gallery every 5 years - Dam Safety requirement | 34.5996
2022 | 0000072394 | WKIA | 04-01 | 5177229 | ETO-BR-BMC-MO-15 | Brightley MC - Replace - MO-15 - METER, 150MM PA D/S - 30y Irrigation Strategy (Item 4.0 & 4.1) AM14_S2 | 9.1016
2022 | 0000072396 | WKIA | 04-01 | 5177229 | ETO-BR-BMC-MO-16 | Brightley MC - Replace - MO-16 - METER, 150MM PA D/S - 30y Irrigation Strategy (Item 4.0 & 4.1) AM14_S2 | 9.1016
2022 | 0000072397 | WKIA | 04-01 | 5177229 | ETO-BR-BMC-MO-24 | Brightley MC - Replace - MO-24 - METER, 150MM PA D/S - 30y Irrigation Strategy (Item 4.0 & 4.1) AM14_S2 | 9.1016
2022 | 0000072398 | WKIA | 04-01 | 5177229 | ETO-BR-BMC-MO-25 | Brightley MC - Replace - MO-25 - METER, 150MM PA D/S - 30y Irrigation Strategy (Item 4.0 & 4.1) AM14_S2 | 9.1016
2022 | 0000072399 | WKIA | 04-01 | 5177229 | ETO-BR-BMC-MO-26 | Brightley MC - Replace - MO-26 - METER, 150MM PA D/S - 30y Irrigation Strategy (Item 4.0 & 4.1) AM14_S2 | 9.1016
2022 | 0000072400 | WKIA | 04-01 | 5177229 | ETO-BR-BMC-MO-27 | Brightley MC - Replace - MO-27 - METER, 150MM PA D/S - 30y Irrigation Strategy (Item 4.0 & 4.1) AM14_S2 | 9.1016
2022 | 0000072401 | WKIA | 04-01 | 5177229 | ETO-BR-BMC-MO-38 | Brightley MC - Replace - MO-38 - METER, 150MM PA D/S - 30y Irrigation Strategy (Item 4.0 & 4.1) AM14_S2 | 9.1016
2022 | 0000001338 | WABB | 04-01 | 5178181 | BDK-BDR-CLW | Study: WEIR PROGRAM - 5yr Dam Comprehensive Inspection (includes Elec Insp) | 55.5519
2022 | 0000048808 | WIBS | 04-01 | 5178205 | BAL-BAR-JTW | Study: WEIR PROGRAM - 5yr Dam Comprehensive Inspection; Gate operation; Outlet Works/ Conduit inspection | 38.8532
2022 | 0000048831 | WIBH | 04-01 | 5178209 | CHW-CDM-CHI | Study: WEIR PROGRAM - 5yr Comprehensive Inspection | 51.8033
2022 | 0000049914 | WIBN | 04-01 | 5178211 | CUW-WRG-TAN | study: WEIR PROGRAM: Comprehensive 5 year inspection of Weir | 11.5855
2022 | 0000049922 | WIBU | 04-01 | 5178227 | UCO-CDN-YAR | Study: WEIR PROGRAM - 5 Year Comprehensive inspection | 7.02
2022 | 0000049923 | WIBU | 04-01 | 5178227 | UCO-CDM-CEC | Study: WEIR PROGRAM - 5 Year Comprehensive inspection | 7.02
2022 | 0000049924 | WIBU | 04-01 | 5178227 | UCO-CDM-LTR | Study: WEIR PROGRAM - 5 Year Comprehensive inspection | 7.02
2022 | 0000049925 | WIBU | 04-01 | 5178227 | UCO-CDM-TAL | Study: WEIR PROGRAM - 5 Year Comprehensive inspection | 7.02
2022 | 0000049916 | WIBU | 04-01 | 5178228 | UCO-CDN-MEL | Study: WEIR PROJECT : - 5 year comprehensive inspection | 7.165
2022 | 0000049920 | WIBU | 04-01 | 5178228 | UCO-CDN-NAN | Study: WEIR PROGRAM - 5 Year Comprehensive inspection | 7.165
2022 | 0000049921 | WIBU | 04-01 | 5178228 | UCO-CDN-WAN | Study: WEIR PROGRAM - 5 Year Comprehensive inspection | 7.165
2022 | 0000060809 | WMIM | 04-01 | 5178351 | MDA-EBA-IRR-EB04-MO-M002 | East Barron Ch EB04 - Replace - MO-M002 - METER AT 3930.4M R - 30y Irrigation Strategy (Item 4.0 & 4.1) AM14_S2 | 25.6221
2022 | 0000060810 | WMIM | 04-01 | 5178351 | MDA-EBA-IRR-EB04-MO-M004 | East Barron Ch EB04 - Replace - MO-M004 - METER AT 3600.91M R - 30y Irrigation Strategy (Item 4.0 & 4.1) AM14_S2 | 25.6221
2022 | 0000060811 | WMIM | 04-01 | 5178351 | MDA-EBA-IRR-EB04-MO-M005 | East Barron Ch EB04 - Replace - MO-M005 - METER AT 3930.4M L - 30y Irrigation Strategy (Item 4.0 & 4.1) AM14_S2 | 25.6221
2022 | 0000060812 | WMIM | 04-01 | 5178351 | MDA-EBA-IRR-EB05-MO-M001 | East Barron Ch EB05 - Replace - MO-M001 - METER AT 233.87M R - 30y Irrigation Strategy (Item 4.0 & 4.1) AM14_S2 | 25.6221
2022 | 0000060813 | WMIM | 04-01 | 5178351 | MDA-EBA-IRR-EB05-MO-M002 | East Barron Ch EB05 - Replace - MO-M002 - METER AT 554.56M R - 30y Irrigation Strategy (Item 4.0 & 4.1) AM14_S2 | 25.6221
2022 | 0000060814 | WMIM | 04-01 | 5178351 | MDA-EBA-IRR-EB05-MO-M003 | East Barron Ch EB05 - Replace - MO-M003 - METER AT 892.24M E - 30y Irrigation Strategy (Item 4.0 & 4.1) AM14_S2 | 25.6221
2022 | 0000060815 | WMIM | 04-01 | 5178351 | MDA-EBA-IRR-EB06-MO-M001 | East Barron Ch EB06 - Replace - MO-M001 - METER AT 142.65M L - 30y Irrigation Strategy (Item 4.0 & 4.1) AM14_S2 | 25.6221
2022 | 0000060816 | WMIM | 04-01 | 5178351 | MDA-EBA-IRR-EB06-MO-M002 | East Barron Ch EB06 - Replace - MO-M002 - METER AT 370.33M E - 30y Irrigation Strategy (Item 4.0 & 4.1) AM14_S2 | 25.6221
2022 | 0000060817 | WMIM | 04-01 | 5178351 | MDA-EBA-IRR-EB07-DS01 | East Barron Ch EB07 - Replace - EB07-DS01 - METER AT 4.37M - 30y Irrigation Strategy (Item 4.0 & 4.1) AM14_S2 | 25.6221
2022 | 0000060818 | WMIM | 04-01 | 5206627 | MDA-EBA-IRR-MC-MO-DL03 | East Barron MC - Replace - MO-DL03 - METER AT 17211.75M L - 30y Irrigation Strategy (Item 4.0 & 4.1) AM14_S2 | 27.0267
2022 | 0000004477 | WBIC | 04-01 | 5191060 | LOW-CHB-C1-IV-0001 | Copenhagen Bend Distrib - Refurbish - IV-0001 - VALVE 7079M - Irrigation Scheme Common Strat (30Yr Pln) (Items 6.0 & 6.1) | 11.0555
2022 | 0000060233 | WBIC | 04-01 | 5191061 | LOW-CHB-C1-MO-0018 | Copenhagen Bend Distrib - Replace - MO-0018 - MTR 7050.00M R - 30y Irrigation Strategy (Item 4.0 & 4.1) AM14_S2 | 9.9232
2022 | 0000060234 | WBIC | 04-01 | 5191061 | LOW-CHB-C1-MO-0020 | Copenhagen Bend Distrib - Replace - MO-0020 - MTR 7428.75M R - 30y Irrigation Strategy (Item 4.0 & 4.1) AM14_S2 | 9.9232
2022 | 0000060235 | WBIC | 04-01 | 5191061 | LOW-CHB-C1-MO-0021 | Copenhagen Bend Distrib - Replace - MO-0021 - MTR 8311.95M L - 30y Irrigation Strategy (Item 4.0 & 4.1) AM14_S2 | 9.9232
2022 | 0000004833 | WBIC | 04-01 | 5191062 | LOW-WPS-BSTR-INLT | Walker Point BSTR - Refurbish - BSTR-INLT - INLET (765.50M) - Replacement & Refurbishment Life Strategy | 19.2883
2022 | 0000004580 | WBIG | 04-01 | 5191063 | BIA-BING-PSTNBY-PUN3-PUMP | Bullyard PSTN - Refurbish - PUN3-PUMP - PUMP - Replacement & Refurbishment Life Strategy | 29.1812
2022 | 0000004579 | WBIG | 04-01 | 5191068 | BIA-BING-PSTNBY-PUN3-DV | Bullyard PSTN - Refurbish - PUN3-DV - DISCHARGE VALVE - Irrigation Scheme Common Strategy (30Yr Pln) (Items 6.0 & 6.1) | 17.4526
2022 | 0000003837 | WBIG | 04-01 | 5191068 | BIA-BING-PSTNBY-PUN3-NRV | Bullyard PSTN - Refurbish - PUN3-NRV - RFRB NRV PUN3 - Replace & Refurb Strategy & Irrig Com Strat (Item 6.0) | 17.4526
2022 | 0000057371 | WBIG | 04-01 | 5191068 | BIA-BING-PSTNBY-PUN3-SV | Bullyard PSTN - Refurbish - PUN3-SV - SUCTION VALVE - Irrigation Scheme Common Strategy (30Yr Pln) (Items 6.0 & 6.1) | 17.4526
2022 | 0000004148 | WBIG | 04-01 | 5191070 | BIA-BING-PSTNBY-PUN3-MTOR | Bullyard PSTN - Refurbish - PUN3-MTOR - ELECTRIC MOTOR - Replacement & Refurbishment Life Strategy | 24.5391
2022 | 0000026519 | WBIG | 04-01 | 5191074 | BIA-BING-PSTNBC-ELEC-CBLE | Bucca PSTN - Replace - ELEC-CBLE - CABLE - Replacement & Refurbishment Life Strategy | 114.5535
2022 | 0000026521 | WBIG | 04-01 | 5191074 | BIA-BING-PSTNBC-ELEC-SWB | Bucca PSTN - Replace - ELEC-SWB - SWITCHBOARD, LV - Replace & Refurb Strategy & Irrig Com Strat (Item 1.1) | 114.5535
2022 | 0000026542 | WBIG | 04-01 | 5191076 | BIA-BING-PSTNBY-ELEC-CBLE | Bullyard PSTN - Replace - ELEC-CBLE - CABLE - Replace & Refurb Strategy & Irrig Com Strat (Item 1.2) | 268.6576
2022 | 0000073253 | WAIE | 04-01 | 5191087 | BRI-DIST-HAUG-IRR-PSTN2_3-SPU1-PUMP | Tom Fenwick PSTN 2_3 - Replace - SPU1-PUMP - RPLC SUMP PUMP - Replacement & Refurbishment Life Strategy | 11.5984
2022 | 0000073254 | WAIE | 04-01 | 5191087 | BRI-DIST-HAUG-IRR-PSTN2_3-SPU2-PUMP | Tom Fenwick PSTN 2_3 - Replace - SPU2-PUMP - RPLC SUMP PUMP - Replacement & Refurbishment Life Strategy | 11.5984
2022 | 0000073255 | WAIE | 04-01 | 5191087 | BRI-DIST-HAUG-IRR-PSTN2_3-SPU3-PUMP | Tom Fenwick PSTN 2_3 - Replace - SPU3-PUMP - RPLC SUMP PUMP - Replacement & Refurbishment Life Strategy | 11.5984
2022 | 0000073256 | WAIE | 04-01 | 5191087 | BRI-DIST-HAUG-IRR-PSTN2_3-SPU4-PUMP | Tom Fenwick PSTN 2_3 - Replace - SPU4-PUMP - RPLC SUMP PUMP - Replacement & Refurbishment Life Strategy | 11.5984
2022 | 0000057868 | WAIE | 04-01 | 5191088 | BRI-DIST-HAUG-IRR-PSTN2_3-PUN2-MTOR | Tom Fenwick PSTN 2_3 - Replace - PUN2-MTOR - ZORC UNIT 3 - Replace & Refurb Strategy & Irrig Com Strat (Item 1.2) | 11.9186
2022 | 0000057869 | WAIE | 04-01 | 5191088 | BRI-DIST-HAUG-IRR-PSTN2_3-PUN3-MTOR | Tom Fenwick PSTN 2_3 - Replace - PUN3-MTOR - ZORC UNIT 4 - Replace & Refurb Strategy & Irrig Com Strat (Item 1.2) | 11.9186
2022 | 0000001486 | WAIE | 04-01 | 5191094 | BRI-DIST-HAUG-IRR-HMC-SI14-SC01 | Haughton MC - Refurbish - SI14-SC01 - ROTATING SCRN (L) - Irrigation Scheme Common Strategy (30Yr Pln) (Item 10.1) | 20.8736
2022 | 0000011485 | WAIE | 04-01 | 5191101 | BRI-DIST-ELLT-IRR-PSTN-PUN1-PUMP | Elliot PSTN - Replace - PUN1-PUMP - PUMP - Replacement & Refurbishment Life Strategy | 162.8053
2022 | 0000049464 | WAIE | 04-01 | 5191105 | BRI-DIST-BARR-IRR-BA1_1-RG42-GATE | Barratta Ch Ba1 - Refurbish - RG42-GATE - REGULATING GATE - Float Regulating Gate Refurbishment Strategy | 21.7449
2022 | 0000049473 | WAIE | 04-01 | 5191105 | BRI-DIST-BARR-IRR-BA1_1-RG43-GATE | Barratta Ch Ba1 - Refurbish - RG43-GATE - REGULATING GATE - Float Regulating Gate Refurbishment Strategy | 21.7449
2022 | 0000049474 | WAIE | 04-01 | 5191105 | BRI-DIST-BARR-IRR-BA1_1-RG44-GATE | Barratta Ch Ba1 - Refurbish - RG44-GATE - REGULATING GATE - Float Regulating Gate Refurbishment Strategy | 21.7449
2022 | 0000049475 | WAIE | 04-01 | 5191105 | BRI-DIST-BARR-IRR-BA1_1-RG45-GATE | Barratta Ch Ba1 - Refurbish - RG45-GATE - REGULATING GATE - Float Regulating Gate Refurbishment Strategy | 21.7449
2022 | 0000055856 | WAIE | 04-01 | 5191105 | BRI-DIST-BARR-IRR-BA1_1-RG46-GATE | Barratta Ch Ba1 - Refurbish - RG46-GATE - REGULATING GATE - Float Regulating Gate Refurbishment Strategy | 21.7449
2022 | 0000067413 | WAIE | 04-01 | 5191105 | BRI-DIST-BARR-IRR-BA1-RG36-GATE | Barratta Ch Ba1 - Refurbish - RG36-GATE - REGULATING GATE - Float Regulating Gate Refurbishment Strategy | 21.7449
2022 | 0000049476 | WAIE | 04-01 | 5191105 | BRI-DIST-BARR-IRR-BA5_1-RG66-GATE | Barratta Ch Ba5 - Refurbish - RG66-GATE - REGULATING GATE - Float Regulating Gate Refurbishment Strategy | 21.7449
2022 | 0000000660 | WAIE | 04-01 | 5191105 | BRI-DIST-BARR-IRR-BA8_1-RG80-GATE | Barratta Ch Ba8 - Refurbish - RG80-GATE - REGULATING GATE - Float Regulating Gate Refurbishment Strategy | 21.7449
2022 | 0000000568 | WAIE | 04-01 | 5191105 | BRI-DIST-BARR-IRR-BMC-RG18-GT01 | Barratta MC - Refurbish - RG18-GT01 - LH REGULATING GATE - Float Regulating Gate Refurbishment Strategy | 21.7449
2022 | 0000000569 | WAIE | 04-01 | 5191105 | BRI-DIST-BARR-IRR-BMC-RG20-GT01 | Barratta MC - Refurbish - RG20-GT01 - LH REGULATING GATE - Float Regulating Gate Refurbishment Strategy | 21.7449
2022 | 0000000652 | WAIE | 04-01 | 5191107 | BRI-DIST-MILL-IRR-PSTNB-PUN1-RV | Millaroo PSTN B - Refurbish - PUN1-RV - OVERHAUL NRV VALVE - Replace & Refurb Strategy & Irrig Com Strat (Item 6.0) | 17.1591
2022 | 0000000653 | WAIE | 04-01 | 5191107 | BRI-DIST-MILL-IRR-PSTNB-PUN2-RV | Millaroo PSTN B - Refurbish - PUN2-RV - OVERHAUL NRV VALVE - Replace & Refurb Strategy & Irrig Com Strat (Item 6.0) | 17.1591
2022 | 0000000654 | WAIE | 04-01 | 5191107 | BRI-DIST-MILL-IRR-PSTNB-PUN3-RV | Millaroo PSTN B - Refurbish - PUN3-RV - OVERHAUL NRV VALVE - Replace & Refurb Strategy & Irrig Com Strat (Item 6.0) | 17.1591
2022 | 0000000704 | WAIE | 04-01 | 5191109 | BRI-DIST-DALB-IRR-PSTNB-PUN1-RV01 | Dalbeg PSTN B - Replace - PUN1-RV01 - RFLX VALVE PUMP NO 1 - Replace & Refurb Strategy & Irrig Com Strat (Item 6.0) | 19.5712
2022 | 0000057779 | WAIE | 04-01 | 5191109 | BRI-DIST-DALB-IRR-PSTNB-PUN2-RV01 | Dalbeg PSTN B - Replace - PUN2-RV01 - RFLX VALVE PUMP NO 2 - Replace & Refurb Strategy & Irrig Com Strat (Item 6.0) | 19.5712
2022 | 0000052678 | WAIE | 04-01 | 5191113 | BRI-DIST-ELLT-IRR-PSTN-SWB2 | Elliot PSTN - Replace - PSTN-SWB2 - INSTAL/COMM NEW - Replace & Refurb Strategy & Irrig Com Strat (Item 1.1) | 106.0941
2022 | 0000014750 | WAIE | 04-01 | 5191114 | BRI-DIST-DALB-IRR-PSTNB-PUN1-PUMP | Dalbeg PSTN B - Replace - PUN1-PUMP - SUBMERSIBLE PUMP NO 1 - Replacement & Refurbishment Life Strategy | 101.3504
2022 | 0000014754 | WAIE | 04-01 | 5191114 | BRI-DIST-DALB-IRR-PSTNB-PUN2-PUMP | Dalbeg PSTN B - Replace - PUN2-PUMP - SUBMERSIBLE PUMP NO 2 - Replacement & Refurbishment Life Strategy | 101.3504
2022 | 0000014436 | WAIE | 04-01 | 5191115 | BRI-DIST-MILL-IRR-PSTNR-SWB | Millaroo PSTN R - Replace - PSTNR-SWB - SWITCHBOARD - Replace & Refurb Strategy & Irrig Com Strat (Item 1.1) | 12.6934
2022 | 0000061164 | WAIE | 04-01 | 5191118 | BRI-DIST-BARR-IRR-BMC-MO-M018-METR | Barratta MC - Replace - M018-METR - METER AT 11133L - 30y Irrigation Strategy (Item 4.0 & 4.1) AM14_S2 | 26.2615
2022 | 0000061165 | WAIE | 04-01 | 5191118 | BRI-DIST-BARR-IRR-BMC-MO-M058-METR | Barratta MC - Replace - M058-METR - METER AT 11700R - 30y Irrigation Strategy (Item 4.0 & 4.1) AM14_S2 | 26.2615
2022 | 0000061166 | WAIE | 04-01 | 5191118 | BRI-DIST-BARR-IRR-BMC-MO-M061-METR | Barratta MC - Replace - M061-METR - METER AT 17300 - 30y Irrigation Strategy (Item 4.0 & 4.1) AM14_S2 | 26.2615
2022 | 0000000717 | WAIE | 04-01 | 5191126 | BRI-DIST-CLAR-IRR-PSTNA-PUN1-PUMP | Clare PSTN A - Refurbish - PUN1-PUMP - PUMP NO 1 - Replacement & Refurbishment Life Strategy | 40.4867
2022 | 0000056116 | WAIE | 04-01 | 5191128 | BRI-DIST-CLAR-IRR-PSTNA-PUN1-NRV | Clare PSTN A - Replace - PUN1-NRV - VALVE, 610MM TILTING DISK - Replace & Refurb Strategy & Irrig Com Strat (Item 6.0) | 15.3194
2022 | 0000074937 | WAIE | 04-01 | 5191128 | BRI-DIST-CLAR-IRR-PSTNA-PUN2-NRV | Clare PSTN A - Replace - PUN2-NRV - VALVE, 610MM TILTING DISK - Replace & Refurb Strategy & Irrig Com Strat (Item 6.0) | 15.3194
2022 | 0000055756 | WAIE | 04-01 | 5191130 | BRI-DIST-ELLT-IRR-E1-RG49-VLV | Elliot Ch E1 - Replace - RG49-VLV - VALVE, 750MM BUTF - Irrigation Scheme Common Strategy (30Yr Pln) (Items 6.0 & 6.1) | 31.808
2022 | 0000009942 | WAIE | 04-01 | 5191137 | BRI-DIST-GIRU-PSTNHL-INLW-GATE1 | Healeys PSTN - Replace - INLW-GATE1 - FLAP GATE, 900MM - Replacement & Refurbishment Life Strategy | 10.788
2022 | 0000016048 | WAIE | 04-01 | 5191142 | BRI-DIST-MILL-IRR-PSTNA-PUN2-INST | Millaroo PSTN A - Replace - PUN2-INST - RPLC SPM INSTRMNTS - Replacement & Refurbishment Life Strategy | 17.7519
2022 | 0000061167 | WAIE | 04-01 | 5191143 | BRI-DIST-CLAR-IRR-CB1-MO-M001 | Clare Ch B1 - Replace - M001 - CB195W3 1120.99L SMO - 30y Irrigation Strategy (Item 4.0 & 4.1) AM14_S2 | 26.4236
2022 | 0000061168 | WAIE | 04-01 | 5191143 | BRI-DIST-CLAR-IRR-CB1-MO-M003 | Clare Ch B1 - Replace - M003 - CB145W5 1124.04END SMO - 30y Irrigation Strategy (Item 4.0 & 4.1) AM14_S2 | 26.4236
2022 | 0000061169 | WAIE | 04-01 | 5191143 | BRI-DIST-CLAR-IRR-CB5_1-MO01 | Clare Ch B5 - Replace - CB5_1-MO01 - CB083W1 449L TYPE SMO - 30y Irrigation Strategy (Item 4.0 & 4.1) AM14_S2 | 26.4236
2022 | 0000061170 | WAIE | 04-01 | 5191143 | BRI-DIST-CLAR-IRR-CB5-MO01 | Clare Ch B5 - Replace - MO01 - CB084W1 523L TYPE SMO - 30y Irrigation Strategy (Item 4.0 & 4.1) AM14_S2 | 26.4236
2022 | 0000074720 | WKIA | 04-01 | 5191154 | ETO-BR-BS3-CMPD-CRNE | Brightley BSTR 3 - Inspect - CMPD-CRNE - 7 YEARLY 3RD PARTY INSPECTION - Crane, Hoist & Winch Standard AM.05 | 4.3603
2022 | 0000001495 | WAIE | 04-01 | 5191570 | BRI-DIST-MILL-IRR-PSTNB-PUN3-PUMP | Millaroo PSTN B - Refurbish - PUN3-PUMP - SUBMERSIBLE PUMP - Replacement & Refurbishment Life Strategy | 48.494
2022 | 0000021316 | WLIW | 04-01 | 5191609 | EME-SEL-IRR-S1_B-MONT | Selma Ch S1 - Replace - S1_B-MONT - TCC MONITORING EQUIP - Replacement & Refurbishment Life Strategy | 33.5451
2022 | 0000021343 | WLIW | 04-01 | 5191615 | EME-SEL-IRR-SMC-MO-5151-MONT | Selma MC - Replace - 5151-MONT - TCC MONITORING EQUIP - Replacement & Refurbishment Life Strategy | 33.3117
2022 | 0000021345 | WLIW | 04-01 | 5191615 | EME-SEL-IRR-SMC-MO-5291-MONT | Selma MC - Replace - 5291-MONT - TCC MONITORING EQUIP - Replacement & Refurbishment Life Strategy | 33.3117
2022 | 0000021347 | WLIW | 04-01 | 5191615 | EME-SEL-IRR-SMC-MO-5321-MONT | Selma MC - Replace - 5321-MONT - TCC MONITORING EQUIP - Replacement & Refurbishment Life Strategy | 33.3117
2022 | 0000021364 | WLIW | 04-01 | 5191616 | EME-SEL-IRR-SMC-RG-RG03-GATE1-CNTL | Selma MC - Replace - GATE1-CNTL - GATE 1 (LH MSTR) - Replace & Refurb Strategy & Irrig Com Strat (Item 1.0) | 33.3048
2022 | 0000021365 | WLIW | 04-01 | 5191616 | EME-SEL-IRR-SMC-RG-RG03-GATE2-CNTL | Selma MC - Replace - ATE2-CNTL - GATE 2 (C/LH SLV) - Replace & Refurb Strategy & Irrig Com Strat (Item 1.0) | 33.3048
2022 | 0000021366 | WLIW | 04-01 | 5191616 | EME-SEL-IRR-SMC-RG-RG03-GATE3-CNTL | Selma MC - Replace - ATE3-CNTL - GATE 3 (C/RH SLV) - Replace & Refurb Strategy & Irrig Com Strat (Item 1.0) | 33.3048
2022 | 0000021367 | WLIW | 04-01 | 5191616 | EME-SEL-IRR-SMC-RG-RG03-GATE4-CNTL | Selma MC - Replace - ATE4-CNTL - GATE 4 (RH SLV) - Replace & Refurb Strategy & Irrig Com Strat (Item 1.0) | 33.3048
2022 | 0000064459 | WKIA | 04-01 | 5191932 | ETO-BR-BS2-FNCE | Brightley BSTR 2 - Refurbish - BS2-FNCE - FENCING REFURB - SunWater Fencing Policy PM.04 | 5.9451
2022 | 0000006087 | WKIA | 04-01 | 5192184 | ETO-OMC-CK01 | Oakenden MC - Refurbish - OMC-CK01 - CHCK STRUC AT 20M - Irrigation Common Strategy (30Yr Pln) (Item 8.1) | 7.2453
2022 | 0000060434 | WKIA | 04-01 | 5192186 | ETO-BR-CH23_3_1-MO-43 | Brightley CH23 - Replace - 23_3_1-MO-43 - MTR OTLT 566.6M (L) - 30y Irrigation Strategy (Item 4.0 & 4.1) AM14_S2 | 7.8677
2022 | 0000060435 | WKIA | 04-01 | 5192186 | ETO-BR-CH23_3_1-MO-44 | Brightley CH23 - Replace - 23_3_1-MO-44 - MTR OTLT 940 M (L) - 30y Irrigation Strategy (Item 4.0 & 4.1) AM14_S2 | 7.8677
2022 | 0000060436 | WKIA | 04-01 | 5192186 | ETO-BR-CH23_3_1-MO-45 | Brightley CH23 - Replace - 23_3_1-MO-45 - MTR OTLT 998.8M (E) - 30y Irrigation Strategy (Item 4.0 & 4.1) AM14_S2 | 7.8677
2022 | 0000060437 | WKIA | 04-01 | 5192186 | ETO-BR-CH23_3-MO-041A | Brightley CH23 - Replace - 23_3-MO-041A - METER OUTLET L - 30y Irrigation Strategy (Item 4.0 & 4.1) AM14_S2 | 7.8677
2022 | 0000060438 | WKIA | 04-01 | 5192186 | ETO-BR-CH23_3-MO-20 | Brightley CH23 - Replace - 23_3-MO-20 - METER OUTLET - 30y Irrigation Strategy (Item 4.0 & 4.1) AM14_S2 | 7.8677
2022 | 0000060439 | WKIA | 04-01 | 5192186 | ETO-BR-CH23_3-MO-41 | Brightley CH23 - Replace - 23_3-MO-41 - METER AT 466.1 (L) - 30y Irrigation Strategy (Item 4.0 & 4.1) AM14_S2 | 7.8677
2022 | 0000060440 | WKIA | 04-01 | 5192186 | ETO-BR-CH23_3-MO-46 | Brightley CH23 - Replace - 23_3-MO-46 - METER AT 981 M (R) - 30y Irrigation Strategy (Item 4.0 & 4.1) AM14_S2 | 7.8677
2022 | 0000060441 | WKIA | 04-01 | 5192186 | ETO-BR-CH23_3-MO-47 | Brightley CH23 - Replace - 23_3-MO-47 - MTR OUTLET 1289.9M (L) - 30y Irrigation Strategy (Item 4.0 & 4.1) AM14_S2 | 7.8677
2022 | 0000060442 | WKIA | 04-01 | 5192186 | ETO-BR-CH23_3-MO-48 | Brightley CH23 - Replace - 23_3-MO-48 - MTR OUTLET 1530.3 M (E) - 30y Irrigation Strategy (Item 4.0 & 4.1) AM14_S2 | 7.8677
2022 | 0000060443 | WKIA | 04-01 | 5192186 | ETO-BR-CH23_3-MO-49 | Brightley CH23 - Replace - 23_3-MO-49 - MTR OUTLET 1530.3M (R) - 30y Irrigation Strategy (Item 4.0 & 4.1) AM14_S2 | 7.8677
2022 | 0000060444 | WKIA | 04-01 | 5192186 | ETO-BR-CH23_4-MO-50 | Brightley CH23 - Replace - 23_4-MO-50 - MTR OTLT 570.2M (L) - 30y Irrigation Strategy (Item 4.0 & 4.1) AM14_S2 | 7.8677
2022 | 0000060445 | WKIA | 04-01 | 5192186 | ETO-BR-CH23_4-MO-51 | Brightley CH23 - Replace - 23_4-MO-51 - MTR OTLT 570.2M (R) - 30y Irrigation Strategy (Item 4.0 & 4.1) AM14_S2 | 7.8677
2022 | 0000060446 | WKIA | 04-01 | 5192186 | ETO-BR-CH23_5-MO-53 | Brightley CH23 - Replace - 23_5-MO-53 - MTR OTLT 294 M (E) - 30y Irrigation Strategy (Item 4.0 & 4.1) AM14_S2 | 7.8677
2022 | 0000060447 | WKIA | 04-01 | 5192186 | ETO-BR-CH23_5-MO-54A | Brightley CH23 - Replace - 23_5-MO-54A - METER OUTLET R - 30y Irrigation Strategy (Item 4.0 & 4.1) AM14_S2 | 7.8677
2022 | 0000060448 | WKIA | 04-01 | 5192186 | ETO-BR-CH23_6-MO-55 | Brightley CH23 - Replace - 23_6-MO-55 - MTR OTLT 315.7M(R) - 30y Irrigation Strategy (Item 4.0 & 4.1) AM14_S2 | 7.8677
2022 | 0000060333 | WLIW | 04-01 | 5192321 | EME-SEL-IRR-SMC-MO-4952 | Selma MC - Replace - MO-4952 - MTR OTLT AT 26663.90R - 30y Irrigation Strategy (Item 4.0 & 4.1) AM14_S2 | 52.3687
2022 | 0000072556 | WLBD | 04-01 | 5192484 | DAW-DAR-NHW-WAW-WAR-FWY-VLV-VLI-001 | Refurbish Valve (D/S 6.1.3.4/2016) - to be done together with five yearly inspection | 23.2856
2022 | 0000072562 | WLBD | 04-01 | 5192485 | DAW-DAR-NHW-WAW-WAR-FWY-VLV-VLI-002 | Refurbish Valve (D/S 6.1.3.4/2016) - to be done together with five yearly inspection | 23.2856
2022 | 0000001057 | WAIE | 04-01 | 5192536 | BRI-DIST-HAUG-IRR-HMC-OVF-OVF28 | Haughton MC - Replace - OVF-OVF28 - O/FLW & WEED STRUC - Irrigation Common Strategy (30Yr Pln) (Item 8.1) | 12.4861
2022 | 0000058458 | WBIG | 04-01 | 5194919 | BIA-BING-BMC-OTLT1-PWKS | Bingera MC - Refurbish - TLT1-PWKS - PROTECTION WORKS - Replacement & Refurbishment Life Strategy | 5.498
2022 | 0000058457 | WBIG | 04-01 | 5194919 | BIA-BING-BMC-OVF-OVF8-PWKS | Bingera MC - Refurbish - OVF8-PWKS - PROTECTION WORKS - Replacement & Refurbishment Life Strategy | 5.498
2022 | 0000059334 | WBIG | 04-01 | 5194924 | BIA-GOOB-G01-MO-0005 | Gooburrum Ch G01 - Replace - MO-0005 - M.O. AT 1603.00 MTRS L - 30y Irrigation Strategy (Item 4.0 & 4.1) AM14_S2 | 7.7839
2022 | 0000059335 | WBIG | 04-01 | 5194924 | BIA-GOOB-G01-MO-0006 | Gooburrum Ch G01 - Replace - MO-0006 - M.O. AT 2116.00 MTRS R - 30y Irrigation Strategy (Item 4.0 & 4.1) AM14_S2 | 7.7839
2022 | 0000059336 | WBIG | 04-01 | 5194924 | BIA-GOOB-G01-MO-0007 | Gooburrum Ch G01 - Replace - MO-0007 - M.O. AT 2626.00 MTRS R - 30y Irrigation Strategy (Item 4.0 & 4.1) AM14_S2 | 7.7839
2022 | 0000059337 | WBIG | 04-01 | 5194924 | BIA-GOOB-G01-MO-0008 | Gooburrum Ch G01 - Replace - MO-0008 - M.O. AT 2797.00 MTRS L - 30y Irrigation Strategy (Item 4.0 & 4.1) AM14_S2 | 7.7839
2022 | 0000059338 | WBIG | 04-01 | 5194924 | BIA-GOOB-G01-MO-0009 | Gooburrum Ch G01 - Replace - MO-0009 - M.O. AT 2920.00 MTRS L - 30y Irrigation Strategy (Item 4.0 & 4.1) AM14_S2 | 7.7839
2022 | 0000059339 | WBIG | 04-01 | 5194924 | BIA-GOOB-G01-MO-0010 | Gooburrum Ch G01 - Replace - MO-0010 - M.O. AT 3094.00 MTRS R - 30y Irrigation Strategy (Item 4.0 & 4.1) AM14_S2 | 7.7839
2022 | 0000059340 | WBIG | 04-01 | 5194924 | BIA-GOOB-G01-MO-0011 | Gooburrum Ch G01 - Replace - MO-0011 - M.O. AT 3105.00 MTRS L - 30y Irrigation Strategy (Item 4.0 & 4.1) AM14_S2 | 7.7839
2022 | 0000059341 | WBIG | 04-01 | 5194924 | BIA-GOOB-G01-MO-0012 | Gooburrum Ch G01 - Replace - MO-0012 - M.O. AT 3446.00 MTRS L - 30y Irrigation Strategy (Item 4.0 & 4.1) AM14_S2 | 7.7839
2022 | 0000059342 | WBIG | 04-01 | 5194924 | BIA-GOOB-G01-MO-0013 | Gooburrum Ch G01 - Replace - MO-0013 - M.O. AT 3466.00 MTRS R - 30y Irrigation Strategy (Item 4.0 & 4.1) AM14_S2 | 7.7839
2022 | 0000059343 | WBIG | 04-01 | 5194924 | BIA-GOOB-G01-MO-0014 | Gooburrum Ch G01 - Replace - MO-0014 - M.O. AT 3781.50 MTRS R - 30y Irrigation Strategy (Item 4.0 & 4.1) AM14_S2 | 7.7839
2022 | 0000059344 | WBIG | 04-01 | 5194924 | BIA-GOOB-G01-MO-0015 | Gooburrum Ch G01 - Replace - MO-0015 - M.O. AT 3890.00 MTRS L - 30y Irrigation Strategy (Item 4.0 & 4.1) AM14_S2 | 7.7839
2022 | 0000059345 | WBIG | 04-01 | 5194924 | BIA-GOOB-G01-MO-0016 | Gooburrum Ch G01 - Replace - MO-0016 - M.O. AT 3998.00 MTRS R - 30y Irrigation Strategy (Item 4.0 & 4.1) AM14_S2 | 7.7839
2022 | 0000059346 | WBIG | 04-01 | 5194924 | BIA-GOOB-G01-MO-1001-METR | Gooburrum Ch G01 - Replace - 1001-METR - M.O. AT 57.40 MTRS - 30y Irrigation Strategy (Item 4.0 & 4.1) AM14_S2 | 7.7839
2022 | 0000059347 | WBIG | 04-01 | 5194924 | BIA-GOOB-G01-MO-2001 | Gooburrum Ch G01 - Replace - MO-2001 - M.O. AT 27.30 MTRS - 30y Irrigation Strategy (Item 4.0 & 4.1) AM14_S2 | 7.7839
2022 | 0000059348 | WBIG | 04-01 | 5194924 | BIA-GOOB-G01-MO-3001 | Gooburrum Ch G01 - Replace - MO-3001 - M.O. AT 1091.50 MTRS L - 30y Irrigation Strategy (Item 4.0 & 4.1) AM14_S2 | 7.7839
2022 | 0000059349 | WBIG | 04-01 | 5194924 | BIA-GOOB-G01-MO-3002 | Gooburrum Ch G01 - Replace - MO-3002 - M.O. AT 1093.50 MTRS R - 30y Irrigation Strategy (Item 4.0 & 4.1) AM14_S2 | 7.7839
2022 | 0000059350 | WBIG | 04-01 | 5194924 | BIA-GOOB-G01-MO-3003 | Gooburrum Ch G01 - Replace - MO-3003 - M.O. AT 1331.00 MTRS L - 30y Irrigation Strategy (Item 4.0 & 4.1) AM14_S2 | 7.7839
2022 | 0000059351 | WBIG | 04-01 | 5194924 | BIA-GOOB-G01-MO-3004 | Gooburrum Ch G01 - Replace - MO-3004 - M.O. AT 1553.00 MTRS L - 30y Irrigation Strategy (Item 4.0 & 4.1) AM14_S2 | 7.7839
2022 | 0000059352 | WBIG | 04-01 | 5194924 | BIA-GOOB-G01-MO-4001 | Gooburrum Ch G01 - Replace - MO-4001 - M.O. AT 1.80 MTRS E - 30y Irrigation Strategy (Item 4.0 & 4.1) AM14_S2 | 7.7839
2022 | 0000059353 | WBIG | 04-01 | 5194924 | BIA-GOOB-G01-MO-5001 | Gooburrum Ch G01 - Replace - MO-5001 - M.O. AT 229.40 MTRS E - 30y Irrigation Strategy (Item 4.0 & 4.1) AM14_S2 | 7.7839
2022 | 0000059354 | WBIG | 04-01 | 5194924 | BIA-GOOB-G03-MO-0005 | Gooburrum Ch G03 - Replace - MO-0005 - M.O. AT 733.00 MTRS R - 30y Irrigation Strategy (Item 4.0 & 4.1) AM14_S2 | 7.7839
2022 | 0000059355 | WBIG | 04-01 | 5194924 | BIA-GOOB-G03-MO-0008 | Gooburrum Ch G03 - Replace - MO-0008 - M.O. AT 2274.00 MTRS R - 30y Irrigation Strategy (Item 4.0 & 4.1) AM14_S2 | 7.7839
2022 | 0000059356 | WBIG | 04-01 | 5194924 | BIA-GOOB-G03-MO-0009 | Gooburrum Ch G03 - Replace - MO-0009 - M.O. AT 3007.00 MTRS L - 30y Irrigation Strategy (Item 4.0 & 4.1) AM14_S2 | 7.7839
2022 | 0000059358 | WBIG | 04-01 | 5194924 | BIA-GOOB-G03-MO-1001 | Gooburrum Ch G03 - Replace - MO-1001 - M.O. AT 3.00 MTRS L - 30y Irrigation Strategy (Item 4.0 & 4.1) AM14_S2 | 7.7839
2022 | 0000059359 | WBIG | 04-01 | 5194924 | BIA-GOOB-G03-MO-2002 | Gooburrum Ch G03 - Replace - MO-2002 - M.O. AT 1364.00 MTRS R - 30y Irrigation Strategy (Item 4.0 & 4.1) AM14_S2 | 7.7839
2022 | 0000059360 | WBIG | 04-01 | 5194924 | BIA-GOOB-G03-MO-3001 | Gooburrum Ch G03 - Replace - MO-3001 - M.O. AT 1.30 MTRS E - 30y Irrigation Strategy (Item 4.0 & 4.1) AM14_S2 | 7.7839
2022 | 0000059361 | WBIG | 04-01 | 5194924 | BIA-GOOB-G04-MO-0001 | Gooburrum Ch G04 - Replace - MO-0001 - M.O. AT 341.77 MTRS E - 30y Irrigation Strategy (Item 4.0 & 4.1) AM14_S2 | 7.7839
2022 | 0000059362 | WBIG | 04-01 | 5194924 | BIA-GOOB-G05-MO-0001 | Gooburrum Ch G05 - Replace - MO-0001 - M.O. AT 423.80 MTRS L - 30y Irrigation Strategy (Item 4.0 & 4.1) AM14_S2 | 7.7839
2022 | 0000059363 | WBIG | 04-01 | 5194924 | BIA-GOOB-G07-MO-0001 | Gooburrum Ch G07 - Replace - MO-0001 - M.O. AT 511.93 MTRS R - 30y Irrigation Strategy (Item 4.0 & 4.1) AM14_S2 | 7.7839
2022 | 0000059364 | WBIG | 04-01 | 5194924 | BIA-GOOB-G07-MO-0003 | Gooburrum Ch G07 - Replace - MO-0003 - M.O. AT 868.40 MTRS R - 30y Irrigation Strategy (Item 4.0 & 4.1) AM14_S2 | 7.7839
2022 | 0000059365 | WBIG | 04-01 | 5194924 | BIA-GOOB-G07-MO-0004 | Gooburrum Ch G07 - Replace - MO-0004 - M.O. AT 1512.31 MTRS L - 30y Irrigation Strategy (Item 4.0 & 4.1) AM14_S2 | 7.7839
2022 | 0000059366 | WBIG | 04-01 | 5194924 | BIA-GOOB-G07-MO-0005 | Gooburrum Ch G07 - Replace - MO-0005 - M.O. AT 2408.00 MTRS L - 30y Irrigation Strategy (Item 4.0 & 4.1) AM14_S2 | 7.7839
2022 | 0000059367 | WBIG | 04-01 | 5194924 | BIA-GOOB-G07-MO-0006 | Gooburrum Ch G07 - Replace - MO-0006 - M.O. AT 2949.00 MTRS L - 30y Irrigation Strategy (Item 4.0 & 4.1) AM14_S2 | 7.7839
2022 | 0000059368 | WBIG | 04-01 | 5194924 | BIA-GOOB-G07-MO-0007 | Gooburrum Ch G07 - Replace - MO-0007 - M.O. AT 3049.00 MTRS R - 30y Irrigation Strategy (Item 4.0 & 4.1) AM14_S2 | 7.7839
2022 | 0000027356 | WBIG | 04-01 | 5194948 | BIA-GOOB-G01-DEF-DEF | Gooburrum Ch G01 - Replace - DEF-DEF - WEED DEFLECTOR - Irrigation Scheme Common Strategy (30Yr Pln) (Item 10.1) | 14.5737
2022 | 0000061417 | WBIG | 04-01 | 5194954 | BIA-WOON-BSTR-OTLT2-GATE | Woongarra BSTR - Refurbish - OTLT2-GATE - SLIDE GATE - Replacement & Refurbishment Life Strategy | 15.1228
2022 | 0000028841 | WBIG | 04-01 | 5194955 | BIA-WOON-WMC-AC-AC05-SCRN | Woongarra MC - Replace - AC05-SCRN - SAFETY SCREEN - Irrigation Scheme Common Strategy (30Yr Pln) (Item 10.1) | 16.6885
2022 | 0000030505 | WBIG | 04-01 | 5194957 | BIA-ISIS-BSTR-OTLT2-SCRN | Isis BSTR - Replace - OTLT2-SCRN - SCREEN - Irrigation Scheme Common Strategy (30Yr Pln) (Item 10.1) | 20.8122
2022 | 0000030542 | WBIG | 04-01 | 5194957 | BIA-ISIS-IS3-INLT-SCRN | Isis Ch IS3 - Replace - INLT-SCRN - SCREEN - Irrigation Scheme Common Strategy (30Yr Pln) (Item 10.1) | 10.4061
2022 | 0000030564 | WBIG | 04-01 | 5194957 | BIA-ISIS-IS4-INLT-SCRN | Isis Ch IS4 - Replace - INLT-SCRN - SCREEN - Irrigation Scheme Common Strategy (30Yr Pln) (Item 10.1) | 10.4061
2022 | 0000030628 | WBIG | 04-01 | 5194957 | BIA-ISIS-IS6-CO-SCRN | Isis Ch IS6 - Replace - CO-SCRN - SCREENS (2) - Irrigation Scheme Common Strategy (30Yr Pln) (Item 10.1) | 20.8122
2022 | 0000030677 | WBIG | 04-01 | 5194957 | BIA-ISIS-IS7-INLT-SCRN | Isis Ch IS6 - Replace - INLT-SCRN - SCREEN - Irrigation Scheme Common Strategy (30Yr Pln) (Item 10.1) | 12.4671
2022 | 0000030635 | WBIG | 04-01 | 5194957 | BIA-ISIS-RSVNG-INLT-SCRN | Isis Ch RSVNG - Replace - INLT-SCRN - SCREEN - Irrigation Scheme Common Strategy (30Yr Pln) (Item 10.1) | 14.5539
2022 | 0000030637 | WBIG | 04-01 | 5194957 | BIA-ISIS-RSVNG-OTLT1-SCRN | Isis Ch RSVNG - Replace - OTLT1-SCRN - SCREEN - Irrigation Scheme Common Strategy (30Yr Pln) (Item 10.1) | 14.5539
2022 | 0000030640 | WBIG | 04-01 | 5194957 | BIA-ISIS-RSVNG-OTLT2-SCRN | Isis Ch RSVNG - Replace - OTLT2-SCRN - SCREEN - Irrigation Scheme Common Strategy (30Yr Pln) (Item 10.1) | 15.2696
2022 | 0000004822 | WBIG | 04-01 | 5194959 | BIA-ISIS-CMC-BP | Isis Ch CMC - Refurbish - CMC-BP - BRK PRESS STRUC (14900.39M) - Replacement & Refurbishment Life Strategy | 22.7792
2022 | 0000005441 | WBIG | 04-01 | 5194962 | BIA-ISIS-PSTNDH-BLDG-STRU | Dinner Hill PSTN - Refurbish - BLDG-STRU - RFRB PNT/FIX/FIT/RF - Irrigation Scheme Common Strategy (30Yr Pln) (Item 14.1) | 19.2988
2022 | 0000048834 | WBIG | 04-01 | 5194963 | BIA-ISIS-RSVNG-OTLT1-GATE | Isis Ch RSVNG - Refurbish - OTLT1-GATE - SLIDE GATE - Replacement & Refurbishment Life Strategy | 20.5096
2022 | 0000001521 | WAIE | 04-01 | 5194988 | BRI-DIST-DALB-IRR-PSTNB-BLDG | Dalbeg PSTN B - Refurbish - STNB-BLDG - BLD STR REFURB - Irrigation Scheme Common Strategy (30Yr Pln) (Item 14.1) | 28.614
2022 | 0000005439 | WBIG | 04-01 | 5194991 | BIA-BING-BMC-SI-SI01-SCRN | Bingera MC - Refurbish - SI01-SCRN - SAFETY SCREEN - Irrigation Scheme Common Strategy (30Yr Pln) (Item 10.1) | 22.156
2022 | 0000004266 | WBIG | 04-01 | 5194992 | BIA-GIGI-BERR | Berrembea System - Refurbish - GIGI-BERR - SCOUR VLVS (RF CA TXT) - Replacement & Refurbishment Life Strategy | 44.4466
2022 | 0000044174 | WMIM | 04-01 | 5195015 | MDA-EBA-IRR-MC-OVF-ACT1 | East Barron MC - Replace - OVF-ACT1 - GATE ACTUATION - Replacement & Refurbishment Life Strategy | 13.1795
2022 | 0000044246 | WMIM | 04-01 | 5195015 | MDA-EBA-IRR-MC-SI04-ACT1 | East Barron MC - Replace - SI04-ACT1 - GATE ACTUATION - Replacement & Refurbishment Life Strategy | 13.1795
2022 | 0000047028 | WMIM | 04-01 | 5195024 | MDA-SWL-SWI-RELF-PSTNB-PUN1-NRV | Price Creek B PSTN - Replace - PUN1-NRV - REFLUX VALVE - Replace & Refurb Strategy & Irrig Com Strat (Item 6.0) | 7.7373
2022 | 0000047027 | WMIM | 04-01 | 5195024 | MDA-SWL-SWI-RELF-PSTNB-PUN1-PUMP | Price Creek B PSTN - Replace - PUN1-PUMP - PUMP - Replacement & Refurbishment Life Strategy | 39.7767
2022 | 0000047034 | WMIM | 04-01 | 5195024 | MDA-SWL-SWI-RELF-PSTNB-PUN2-MTOR | Price Creek B PSTN - Replace - PUN2-MTOR - ELECTRIC MOTOR - Replacement & Refurbishment Life Strategy | 11.268
2022 | 0000047036 | WMIM | 04-01 | 5195024 | MDA-SWL-SWI-RELF-PSTNB-PUN2-NRV | Price Creek B PSTN - Replace - PUN2-NRV - REFLUX VALVE - Replace & Refurb Strategy & Irrig Com Strat (Item 6.0) | 7.7373
2022 | 0000056534 | WMIM | 04-01 | 5195024 | MDA-SWL-SWI-RELF-PSTNB-PUN2-PUMP | Price Creek B PSTN - Replace - PUN2-PUMP - PUMP - Replacement & Refurbishment Life Strategy | 39.7767
2022 | 0000046990 | WMIM | 04-01 | 5195029 | MDA-SWL-SWI-RELF-PSTNA-CBLE | Price Creek A PSTN - Replace - STNA-CBLE - CABLE - Replace & Refurb Strategy & Irrig Com Strat (Item 1.2) | 89.0232
2022 | 0000046991 | WMIM | 04-01 | 5195029 | MDA-SWL-SWI-RELF-PSTNA-CNTL | Price Creek A PSTN - Replace - STNA-CNTL - RPLC CONT EQUIP - Replace & Refurb Strategy & Irrig Com Strat (Item 1.2) | 37.1909
2022 | 0000047013 | WMIM | 04-01 | 5195029 | MDA-SWL-SWI-RELF-PSTNA-SWB | Price Creek A PSTN - Replace - PSTNA-SWB - SWITCHBOARD - Replace & Refurb Strategy & Irrig Com Strat (Item 1.2) | 169.9118
2022 | 0000047018 | WMIM | 04-01 | 5195030 | MDA-SWL-SWI-RELF-PSTNB-CBLE | Price Creek B PSTN - Replace - PSTNB-CBLE - CABLE - Replace & Refurb Strategy & Irrig Com Strat (Item 1.2) | 68.5137
2022 | 0000047019 | WMIM | 04-01 | 5195030 | MDA-SWL-SWI-RELF-PSTNB-CNTL | Price Creek B PSTN - Replace - PSTNB-CNTL - RPLC CONT EQUIP - Replace & Refurb Strategy & Irrig Com Strat (Item 1.2) | 36.7515
2022 | 0000047040 | WMIM | 04-01 | 5195030 | MDA-SWL-SWI-RELF-PSTNB-SWB | Price Creek B PSTN - Replace - PSTNB-SWB - SWITCHBOARD - Replace & Refurb Strategy & Irrig Com Strat (Item 1.2) | 104.9153
2022 | 0000045571 | WMIM | 04-01 | 5195034 | MDA-NWL-IRR-RELF-PSTNB-WAL1-GT02 | Price Creek B PSTN - Replace - WAL1-GT02 - GATE (OVERFLOW) - Replacement & Refurbishment Life Strategy | 9.4907
2022 | 0000007996 | WMIM | 04-01 | 5195175 | MDA-EBA-IRR-MC-AI01 | East Barron MC - Refurbish - MC-AI01 - AIR VNT 53.64M - Replace & Refurb Strategy & Irrig Com Strat (Item 6.0) | 7.2306
2022 | 0000000620 | WAIE | 04-01 | 5195505 | BRI-DIST-HAUG-IRR-HMC-RG07-CNTL | Haughton MC - Replace - RG07-CNTL - UPGRADE TO 450MHZ RADIO - Radio & RTU Replacement Strategy | 8.3104
2022 | 0000004267 | WBIG | 04-01 | 5195701 | BIA-GIGI-TIRR | Tirroan System - Refurbish - GIGI-TIRR - SCOUR VLVS (RF CA TXT) - Replacement & Refurbishment Life Strategy | 57.4428
2022 | 0000003876 | WBIG | 04-01 | 5195728 | BIA-WOON-WMC-RG-RG09-GATE | Woongarra MC - Refurbish - RG09-GATE - REG GTE PNT/ANOD/BRG - Irrigation Scheme Common Strategy (30Yr Pln) (Item 10.1) | 37.7186
2022 | 0000003832 | WBIG | 04-01 | 5195729 | BIA-BING-BSTR-OTLT-TRWI | Bullyard Creek BSTR - Inspect - OTLT-TRWI - 7 YRLY WINCH INSP -TRASH SCREEN - Crane, Hoist & Winch Standard AM.05 | 5.5331
2022 | 0000070054 | WKBB | 04-02 |  | BBR-BKN-EUG-BLD-BLA | Refurbish toilet block 2 (septic) | 0
2022 | 0000039785 | WKBB | 04-01 |  | BBR-BKN-EUG-SFC-REC-001-BLD-BLA-PUM | Replace Greywater Pump | 1.7866
2022 | 0000006253 | WKIA | 04-01 | 5207444 | ETO-AR-PSTN-PUN1-P001 | Abingdon Relift PSTN - Refurbish - PUN1-P001 - RFRB PAINT/JOINTS - Irrigation Scheme Common Strategy (30Yr Pln) (Item 3.3) | 4.9771
2022 | 0000006255 | WKIA | 04-01 | 5207444 | ETO-AR-PSTN-PUN2-P001 | Abingdon Relift PSTN - Refurbish - PUN2-P001 - RFRB PAINT/JOINTS - Irrigation Scheme Common Strategy (30Yr Pln) (Item 3.3) | 4.9771
2022 | 0000067491 | WMIM | 04-01 | 5204690 | MDA-ARR-IRR-MC-CF01 | Mareeba MC - Replace - MC-CF01 - CH OVFL 1440M - Replacement & Refurbishment Life Strategy | 9.0451
2022 | 0000008181 | WMIM | 04-01 | 5113880 | MDA-SWL-SWI-RELF-SW11_4-AV-AV02 | South Walsh Ch SW11 - Refurbish - 11_4-AV-AV02 - AIR VLV 76.35M - Irrigation Common Strategy Air Valves (30Yr Pln) (Item 6.2 | 9.4538
2022 | 0000039047 | WKIA | 04-01 | 5124220 | ETO-MTA-PSTN-SWB-PMS3 | Mt Alice PSTN - Replace - SWB-PMS3 - MTR STARTER PUMP 3 - Replace & Refurb Strategy & Irrig Com Strat (Item 1.1) | 57.0058
2022 | 0000006338 | WKIA | 04-01 | 5131533 | ETO-VPR-PSTN-PIPE | Victoria Plains PSTN - Refurbish - PSTN-PIPE - RFRB SUCT/DIS PIPE - Irrigation Scheme Common Strategy (30Yr Pln) (Item 3.3) | 18.3564
2022 | 0000056487 | WKIA | 04-01 | 5133912 | ETO-MTA-MAMC-BPS-P001 | Mt Alice MC - Refurbish - BPS-P001 - RFRB PIPE WK @ BPS - Irrigation Scheme Common Strategy (30Yr Pln) (Item 3.3) | 12.3292
2022 | 0000006853 | WKIA | 04-01 | 5158907 | ETO-OMC-BS1-EWKS | Oakenden MC - Refurbish - BS1-EWKS - REPROFILE EWKS - Irrigation Common Strategy Earthworks Ch (30Yr Pln) (Item 5.0) | 5.0814
2022 | 0000006818 | WKIA | 04-01 | 5159826 | ETO-OMC-BS1-SPWY | Oakenden MC - Refurbish - BS1-SPWY - RFRB SPILLWAY - Replacement & Refurbishment Life Strategy | 5.6228
2022 | 0000055152 | WLIW | 04-01 | 5192288 | EME-SEL-DRN-LN1_9-ED | Selma Drain LN1 - Refurbish - LN1_9-ED - RFRB RCK PRT/SCR @ DI'S - Irrigation Common Strat Drain Inlt (30Yr Pln) (Item 5.1) | 21.4905
2022 | 0000055153 | WLIW | 04-01 | 5192288 | EME-SEL-DRN-LN3_3_1-ED | Selma Drain LN3 - Refurbish - LN3_3_1-ED - RFRB RCK/SCR @ AC01 - Irrigation Common Strategy Drain (30Yr Pln) (Item 5.0) | 21.4905
2022 | 0000055156 | WLIW | 04-01 | 5192288 | EME-SEL-DRN-LN3_5-ED | Selma Drain LN3 - Refurbish - LN3_5-ED - RFRB BED/BNKS @ DEN RD - Irrigation Common Strategy Drain (30Yr Pln) (Item 5.0) | 21.4905
2022 | 0000073581 | WABB | 04-01 |  | BDK-BDR-BFD-OWK-CND-002 | Refurbish Penstock 2 Liner at Burdekin Falls Dam (2016 Comp DS Rec 6.3.3a) | 39.2837
2022 | 0000073852 | WABB | 04-01 |  | BDK-BDR-BFD-SFC-RDD-001 | Refurbish: Access Road | 117.8511
2022 | 0000063296 | WABB | 04-01 |  | BDK-BDR-BFD-SFC-RDD-002 | Refurbish Right Bank Access Roads | 117.8511
2022 | 0000073854 | WABB | 04-02 |  | BDK-BDR-BFD-SFC-RDD-003 | Refurbish: Recreation Area Roads | 0
2022 | 0000015683 | WABP | 04-01 |  | PRO-PRR-PFD-ELE-SWB-001 | Replace Switchboard-Valve House | 92.3732
2022 | 0000049689 | WMIM | 04-01 | 5144506 | MDA-WBA-MC-MC_C-CH11-CWK | West Barron MC - Refurbish - CH11-CWK - CONCRETE WORKS - Irrigation Common Strategy (30Yr Pln) (Item 8.1) | 57.909
2022 | 0000006270 | WKIA | 04-01 | 5174419 | ETO-BR-PSTN1-PUN1-P001 | Brightley PSTN - Refurbish - PUN1-P001 - SUCTION PIPE - Irrigation Scheme Common Strategy (30Yr Pln) (Item 3.2) | 3.0921
2022 | 0000006273 | WKIA | 04-01 | 5174419 | ETO-BR-PSTN1-PUN2-P001 | Brightley PSTN - Refurbish - PUN2-P001 - SUCTION PIPE - Irrigation Scheme Common Strategy (30Yr Pln) (Item 3.2) | 3.0921
2022 | 0000006276 | WKIA | 04-01 | 5174419 | ETO-BR-PSTN1-PUN3-P001 | Brightley PSTN - Refurbish - PUN3-P001 - SUCTION PIPE - Irrigation Scheme Common Strategy (30Yr Pln) (Item 3.2) | 3.0921
2022 | 0000040410 | WKBB | 04-01 |  | BBR-BKN-EUG-SFC-TPW-TPW | Replace Treatment Plant Unit | 162.9195
2022 | 0000072577 | WABB | 04-01 | 5211327 | BDK-BDR-BFD-OWK-ILT-BKS | Patch paint repainting Baulks outstanding from 2021 Project | 40.5232
2022 | 0000004991 | WBBU | 04-01 |  | UBP-BUR-WHA-OWS-OLS-GTE-001 | Refurbish Outlet Gate No. 1 - blast paint and refurbish rams | 31.0973
2022 | 0000000944 | WABB | 04-01 |  | BDK-BDR-BFD-OWK-GTR-002 | Refurbish Gate - patch paint | 72.0201
2022 | 0000073006 | WKBE | 04-01 |  | KIN-LCY-KID-OWK-002-ILT-STR | Carry out site works to major refurbishment/strengthen (post tensioning) tall slender tower against damage from earthquake | 324.6323
2022 | 0000070476 | WKBE | 04-01 | 5204624 | KIN-MIR-PSTN3-ELEC-SWB1 | Replace switchboard HV (options study) | 27.3408
2022 | 0000070488 | WKBE | 04-01 | 5204619 | KIN-MIR-PSTN3-ELEC-SWB3 | Replace SCADA switchboard (options study) | 24.2781
2022 | 0000057121 | WKBE | 04-01 | 5159861 | KIN-MIR-PSTN3-ELEC-SWB2 | Replace switchboard (Options study) | 19.7151
2022 | 0000076150 | WBBB | 04-01 | 5209483 | BUN-BURN-SWBU | Replace Meter Program (10 per year) - Burnett River (P2) | 54.3359
2022 | 0000076151 | WBBB | 04-01 | 5209485 | BUN-KOLA-SWKO | Replace Meter Program (4 per year) - Kolan River (P2) | 21.7563
2022 | 0000076152 | WBBL | 04-01 | 5209486 | MVA-MRRS-MO | Replace Meter Program (3 per year) - Mary River (P2) | 16.2933
2022 | 0000076153 | WBBL | 04-01 | 5209487 | MVA-TCRS-MO | Replace Meter Program (2 per year) - Tinana Stream (P2) | 10.8688
2022 | 0000076154 | WBBU | 04-01 | 5209488 | UBP-SWUB | Replace Meter Program (11 per year) - Upper Burnett (P2) | 59.8316
2022 | 0000076506 | WLBN | 04-01 |  | NMA-MCK-MO | Replace Meter Program (2 per year) - Mackenzie River | 30.1471
2022 | 0000075741 | WABB | 04-01 |  | BDK-BDR-BFD-OWK-GTR-002 | Install walkways, ladders, handrails above radial gate 2 - Burdekin Falls Dam | 39.2837
2022 | 0000075822 | WABP | 04-01 |  | PRO-PRR-PFD-OWK-ILT-RAC | Refurbish Trash racks - Peter Faust Dam intake tower (subject to 2019 inspection) | 52.3783
2022 | 0000076257 | WABP | 04-01 |  | PRO-PRR-PFD-SPW-STS | Refurbish spillway discharges while minimising Kelsey Ck pipeline damage, giving access to the gallery | 196.4185
2022 | 0000075968 | WBBU | 04-01 |  | UBP-NGO-WUR-OWK-002-ILT-RAC | Inspect Low Level Intake Screen (ROV) during comprehensive Inspection | 18.6584
2022 | 0000075907 | WMIM | 04-01 | 5206121 | MDA-SWL-SWI-MC | South Walsh MC - Inspect - BENCH FLUME - 3 YRLY DEFORMATION SURVEY - Periodic Deformation Survey (Risk Management) | 15.2277
2022 | 0000075890 | WLIW | 04-01 | 5206210 | EME-BLDG-CMPD-CRNE | Selma Ch System - Inspect - CMPD-CRNE - JIB CRANE 500KG - Crane, Hoist & Winch Standard AM.05 | 5.0814
2022 | 0000076076 | WLIW | 04-01 | 5207156 | EME-SEL-IRR-PSTN-CRNE | Selma PSTN - Inspect - PSTN-CRNE - 2 YEARLY 3RD PARTY INSPECTION - Crane, Hoist & Winch Standard AM.05 | 3.8679
2022 | 0000075879 | WLIW | 04-01 | 5207159 | EME-SEL-IRR-PSTN-GT01-CRNE | Selma PSTN - Inspect - GT01-CRNE - 2 YEARLY 3RD PARTY INSPECTION - Crane, Hoist & Winch Standard AM.05 | 3.8679
2022 | 0000075881 | WLIW | 04-01 | 5207161 | EME-SEL-IRR-PSTN-GT02-CRNE | Selma PSTN - Inspect - GT02-CRNE - 2 YEARLY 3RD PARTY INSPECTION - Crane, Hoist & Winch Standard AM.05 | 7.7628
2022 | 0000075884 | WBIC | 04-01 | 5207294 | LOW-OW-PSTN-CRNE | Owanyilla PSTN - Inspect - PSTN-CRNE - 2 YEARLY 3RD PARTY INSPECTION - Crane, Hoist & Winch Standard AM.05 | 5.8662
2022 | 0000075866 | WBIG | 04-01 | 5207342 | BIA-GIGI-MON-PSTNM-CRNE | Bundaberg Depot - Inspect - CRNE-CRN5 - 2 YEARLY 3RD PARTY INSPECTION - Crane, Hoist & Winch Standard AM.05 | 4.2844
2022 | 0000075755 | WBIG | 04-01 | 5207351 | BIA-ISIS-PSTNDB-ELEC-CNTL | Don Beattie PSTN - Replace - ELEC-CNTL - BATTERY CHARGER - Replace & Refurb Strategy & Irrig Com Strat (Item 1.1) | 24.195
2022 | 0000075748 | WBIG | 04-01 | 5207352 | BIA-ISIS-PSTNNG-BLDG-ACON | North Gregory PSTN - Replace - BLDG-ACON - AIR CON (LV ROOM) - Replacement & Refurbishment Life Strategy | 6.8765
2022 | 0000075886 | WKIA | 04-01 | 5207441 | ETO-AR-PSTN-CRNE-HST1 | Abingdon Relift PSTN - Inspect - CRNE-HST1 - 2 YEARLY 3RD PARTY INSPECTION - Crane, Hoist & Winch Standard AM.05 | 2.3208
2022 | 0000075888 | WKIA | 04-01 | 5207441 | ETO-AR-PSTN-CRNE-HST2 | Abingdon Relift PSTN - Inspect - CRNE-HST2 - 2 YEARLY 3RD PARTY INSPECTION - Crane, Hoist & Winch Standard AM.05 | 2.3208
2022 | 0000075868 | WAIE | 04-01 | 5207459 | BRI-DIST-MILL-IRR-PSTNA-HSTL | Millaroo PSTN A - Inspect - PSTNA-HSTL - LOWER HOIST - Crane, Hoist & Winch Standard AM.05 | 3.8961
2022 | 0000075869 | WAIE | 04-01 | 5207459 | BRI-DIST-MILL-IRR-PSTNA-HSTU | Millaroo PSTN A - Inspect - PSTNA-HSTU - UPPER HOIST - Crane, Hoist & Winch Standard AM.05 | 3.8961
2022 | 0000075870 | WAIE | 04-01 | 5207464 | BRI-DIST-HAUG-IRR-PSTN1-CRNE | Tom Fenwick PSTN 1 - Inspect - PSTN1-CRNE - BRIDGE CRANE - Crane, Hoist & Winch Standard AM.05 | 3.8961
2022 | 0000075871 | WAIE | 04-01 | 5207464 | BRI-DIST-HAUG-IRR-PSTN1-HST1 | Tom Fenwick PSTN 1 - Inspect - PSTN1-HST1 - PUMP UNIT NO. 1 INTAKE HOIST - Crane, Hoist & Winch Standard AM.05 | 3.8961
2022 | 0000075857 | WAIE | 04-01 | 5207464 | BRI-DIST-HAUG-IRR-PSTN1-HST2 | Tom Fenwick PSTN 1 - Inspect - PSTN1-HST2 - PUMP UNIT NO. 2 INTAKE HOIST - Crane, Hoist & Winch Standard AM.05 | 3.8961
2022 | 0000076167 | WBBB | 04-01 | 5210198 | BUN-BUR-BAB-SHT | Build & install 10 new shutters at Ben Anderson Barrage | 343.0522
2022 | 0000076269 | WAIE | 04-01 | 5212219 | BRI-DIST-ELLT-IRR-PSTN-CNTL | Elliot PSTN - Investigate - IRR-PSTN-CNTL - RPL OPTIONS ANALYSIS - Material Project (QCA) Options Analysis AM11_G04 | 7.4595
2022 | 0000076275 | WAIE | 04-01 | 5212232 | BRI-DIST-CLAR-IRR-PSTNA-CBLE | Clare PSTNA - Investigate - IRR-PSTNA-CBLE - RPL OPTIONS ANALYSIS - Material Project (QCA) Options Analysis AM11_G04 | 9.6487
2022 | 0000076276 | WAIE | 04-01 | 5212233 | BRI-DIST-HAUG-IRR-PSTN2_3-VENS-AVOM | Tom Fenwick PSTN 2_3 - Investigate - PSTN2_3-VENS-AVOM - RPL OPTIONS ANALYSIS - Material Project (QCA) Options Analysis AM11 | 9.6487
2022 | 0000076277 | WAIE | 04-01 | 5212236 | BRI-DIST-BARR-IRR-BMC | Barratta MC - Investigate - BARR-IRR-BMC - RFB REG GATES OPTIONS ANALYSIS - Material Project (QCA) Options Analysis AM11_G04 | 9.6487
2022 | 0000076313 | WAIE | 04-01 | 5212348 | BRI-DIST-CLAR | Clare Ch System - Refurbish - DIST-CLAR - CONC LNG RFRB - Irrigation Common Strategy Concrete Ch (30Yr Pln) (Item 2.0) | 223.6544
2022 | 0000076315 | WAIE | 04-01 | 5212351 | BRI-DIST-MILL | Millaroo Ch System - Refurbish - DIST-MILL - CONC LNG RFRB - Irrigation Common Strategy Concrete Ch (30Yr Pln) (Item 2.0) | 194.7417
2022 | 0000076317 | WBIG | 04-01 | 5212353 | BIA-GOOB-PSTN-ELEC-SWB | Gooburrum PSTN - Study - ELEC-SWB - RPLC HV SWB PTIONS ANALYS - Material Project (QCA) Options Analysis AM11_G04 | 12.9222
2022 | 0000076586 | WBBU | 01-10 | 5214899 | UBP-NGO-WUR-SFC-REC | Handover Recreational Facilities - Wuruma Dam | 0
2022 | 0000076685 | WKBE | 04-01 | 5216058 | KIN-LCY-KID-PTG | Refurbish Kinchant Dam Borrow pits - clean and profile drains | 71.8271
2022 | 0000076583 | WBBY | 04-01 |  | BYR-BOY-BOO | Study: Bathymetric survey of Boondooma Dam | 62.1946
2023 | 0000067335 | WKIA | 04-01 | 5207451 | ETO-AR-PSTN-DV02 | Abingdon Relift PSTN - Refurbish - PSTN-DV02 - RFRB VLV ACTUTR - Replace & Refurb Strategy & Irrig Com Strat (Item 1.0) | 3.9988
2023 | 0000049292 | WABB | 04-01 | 5146007 | BDK-BDR-GOW | Study: WEIR PROGRAM - 5yr Dam Comprehensive Inspection | 25.4491
2023 | 0000002856 | WLBD | 04-01 | 5156733 | DAW-MOS | Study: 5yr Dam Comprehensive Inspection | 47.1588
2023 | 0000005177 | WBBB | 04-01 | 5159769 | BUN-BUR-NCW | Study: WEIR PROGRAM - 5yr Dam Comprehensive Inspection (Civil, Mech & Elec) | 60.174
2023 | 0000002860 | WLBN | 04-01 | 5160148 | NMA-NGA-FAI | Study: 5yr Dam Comprehensive Inspection (by 1 Dec, includes elec. insp. and appr. ch. works) | 132.8348
2023 | 0000002127 | WLBN | 04-01 | 5160151 | NMA-NGA-FAI-DAS-002-OWS-OLT-GTV-001 | Refurbish Gate - blast, paint, anodes, new seals, install SS bolts (2012 DS Report 6.4.8 d,e,f,g) | 22.9821
2023 | 0000002128 | WLBN | 04-01 | 5160151 | NMA-NGA-FAI-DAS-002-OWS-OLT-GTV-002 | Refurbish Gate - blast, paint, anodes, new seals, install SS bolts | 22.9821
2023 | 0000002129 | WLBN | 04-01 | 5160151 | NMA-NGA-FAI-DAS-002-OWS-OLT-GTV-003 | Refurbish Gate - blast, paint, anodes, new seals, install SS bolts | 22.9821
2023 | 0000002130 | WLBN | 04-01 | 5160151 | NMA-NGA-FAI-DAS-002-OWS-OLT-GTV-004 | Refurbish Gate - blast, paint, anodes, new seals, install SS bolts | 22.9821
2023 | 0000009476 | WIBS | 04-01 | 5160220 | BAL-BAR-BMD | Study: 5yr Dam Comprehensive Inspection | 112.6446
2023 | 0000064557 | WKBE | 04-01 | 5160263 | KIN-LCY-KID | Carry out 5 yearly dam safety inspection - Kinchant dam | 137.2988
2023 | 0000002861 | WLBN | 04-01 | 5160430 | NMA-NGA-FAI-SPW-BDG | Inspect Spillway Bridge - Level 2 Bridge Inspection - Fairbairn Dam Spillway | 27.1845
2023 | 0000005205 | WBBU | 04-01 | 5160482 | UBP-BUR-WHA | Study: WEIR PROGRAM - 5yr Dam Comprehensive Inspection - Civil, Mech & Elec (by 1 Nov 2017) | 52.9952
2023 | 0000005176 | WBBB | 04-01 | 5160519 | BUN-BUR-BAB | Study: WEIR PROGRAM - 5yr Dam Comprehensive Inspection (Civil, Mech & Elec) | 53.9241
2023 | 0000065117 | WKBP | 04-01 | 5164289 | PIO-MO | Replace existing flow meter (1 per year) (P2) - Pioneer River | 5.6941
2023 | 0000065120 | WKBB | 04-01 | 5164294 | BBR-BOWN-MO | Replace existing flow meter (1 per year) (P2) | 5.1391
2023 | 0000065142 | WMBM | 04-01 | 5164316 | TIN-BR-BRMO | Replace Meter Program (3 per year) - Barron River (P2) | 17.041
2023 | 0000065143 | WABB | 04-01 | 5212586 | BDK-BURD-BURD-MO | Replace Meter Program (3 per year) - Burdekin River (P2) (Was 16BDK10 ) | 17.041
2023 | 0000008908 | WIBU | 04-01 | 5164323 | UCO-UCR-MO | Replacement meter program as per 2015 UCO strategy (P2) | 43.7351
2023 | 0000065148 | WIBH | 04-01 | 5164326 | CHW-MO | Replacement of Chinchilla Meter Outlets - 2015 IBHStrategy | 12.8024
2023 | 0000065104 | WLBC | 04-01 | 5164410 | CVA-CALR-MO | Meter Replacement (12 per year) - Callide Valley (P2) | 68.0081
2023 | 0000065103 | WLBD | 04-01 | 5164413 | DAW-DAWR-MO | Meter Replacement - Dawson Valley (7 per year) (P2) | 92.3677
2023 | 0000065089 | WBBR | 04-01 | 5173603 | BBA-BBRS-MO | Replace Meter Program (11 per year) - Barker Barambah (P2) | 11.8842
2023 | 0000067328 | WBBR | 04-01 | 5173604 | BBA-URG-FMO | Replace Customer Meter (1 Per Year) - Upper Redgate (P2) | 5.5928
2023 | 0000065090 | WBBY | 04-01 | 5173605 | BYR-MO | Replace Meter Program (3 per year) - Boyne River (P2) | 16.6804
2023 | 0000008922 | WIBS | 04-01 | 5176728 | BAL-BALO | Replacement of St George River meters - 2015 IBS Strategy (P2) | 14.1105
2023 | 0000065147 | WIBT | 04-01 | 5176730 | MAB-MO | Replacement Meter strategy for IBT as developed in 2015 (P2) | 25.5798
2023 | 0000073425 | WABB | 04-01 | 5180022 | BDK-BDR-BFD-OWK-OLT-DIS-002 | Repair the impact slab area as per May 2017 inspection results | 75.8584
2023 | 0000003210 | WLBN | 04-01 | 5183343 | NMA-NGA-FAI-DAS-002-OWS-OLT-HOI-001 | Refurbish Hoist - Overhaul motor & electrics & replace ropes | 9.6233
2023 | 0000003211 | WLBN | 04-01 | 5183343 | NMA-NGA-FAI-DAS-002-OWS-OLT-HOI-002 | Refurbish Hoist - Overhaul motor & electrics & replace ropes | 9.6233
2023 | 0000003212 | WLBN | 04-01 | 5183343 | NMA-NGA-FAI-DAS-002-OWS-OLT-HOI-003 | Refurbish Hoist - Overhaul motor & electrics & replace ropes | 9.6233
2023 | 0000003213 | WLBN | 04-01 | 5183343 | NMA-NGA-FAI-DAS-002-OWS-OLT-HOI-004 | Refurbish Hoist - Overhaul motor & electrics & replace ropes | 9.6233
2023 | 0000003214 | WLBN | 04-01 | 5183343 | NMA-NGA-FAI-OWK-002-ILT-HOI-001 | Refurbish hoist - overhaul motor & electrics and replace ropes | 9.6233
2023 | 0000003215 | WLBN | 04-01 | 5183343 | NMA-NGA-FAI-OWK-002-ILT-HOI-002 | Refurbish Hoist - Overhaul motor & electrics & replace ropes | 9.6233
2023 | 0000003216 | WLBN | 04-01 | 5183343 | NMA-NGA-FAI-OWK-002-ILT-HOI-003 | Refurbish Hoist - Overhaul motor & electrics & replace ropes | 9.6233
2023 | 0000003217 | WLBN | 04-01 | 5183343 | NMA-NGA-FAI-OWK-002-ILT-HOI-004 | Refurbish Hoist - Overhaul motor & electrics & replace ropes | 9.6233
2023 | 0000003888 | WBIG | 04-01 | 5207338 | BIA-ISIS-PSTNDB-CRNE | Don Beattie PSTN - Inspect - CRNE - 2 YEARLY 3RD PARTY INSPECTION - Crane, Hoist & Winch Standard AM.05 | 4.6688
2023 | 0000074581 | WBBR | 04-01 | 5193270 | BBA-BKR-BPD-SPW-STS-SPH | Clean out Pressure Relief Drains | 49.1656
2023 | 0000065102 | WLBT | 04-01 | 5195027 | TMC-MO | Meter Replacement Three Moon Creek (8 per year) (P2) | 44.4868
2023 | 0000065145 | WABP | 04-01 | 5195028 | PRO-PRIA-PRS-MO | Replace Meter Program (8 per year) - Proserpine River (P2) | 34.4443
2023 | 0000032387 | WBBU | 04-01 | 5145949 | UBP-NGO-WUR-OWK-002-ILT-RAC | Replace Trash Screen (pending 2022 inspection outcomes) | 24.6835
2023 | 0000055759 | WLBD | 04-01 | 5156773 | DAW-DAR-OCW | Study: 5 Yearly Comprehensive investigation of weir | 26.9209
2023 | 0000003861 | WBIG | 04-01 | 5207341 | BIA-GOOB-PSTN-CRNE | Gooburrum PSTN - Inspect - PSTN-CRNE - 2 YEARLY 3RD PARTY INSPECTION - Crane, Hoist & Winch Standard AM.05 | 9.8707
2023 | 0000065095 | WBBU | 04-01 | 5164206 | UBP-SWJG | Replace Meter Program (1 per year) - John Goleby (P2) | 5.5928
2023 | 0000064583 | WAIE | 04-01 | 5207466 | BRI-DIST-DALB-IRR-PSTNA-CRNE | Dalbeg PSTN A - Inspect - STNA-CRNE - 2 YEARLY 3RD PARTY INSPECTION - Crane, Hoist & Winch Standard AM.05 | 3.9941
2023 | 0000020782 | WLBD | 04-01 |  | DAW-DAR-MOU-ELE-CNL | Replace Control Equipment - Option Analysis, | 46.4987
2023 | 0000048869 | WIBU | 04-01 | 5113102 | UCO-CDM-LES | Study: Periodic review of EAP, O&M & SOPs and update the Data Book | 19.8228
2023 | 0000057631 | WKBP | 04-01 | 5173977 | PIO-PIR-TEM-OWK-ILT-BKS | Refurbish baulks - patch paint/recoat | 19.9855
2023 | 0000064559 | WKBP | 04-01 | 5173977 | PIO-PIR-TEM-OWK-ILT-RAC | Refurbish: Blast and Repaint intake trash racks | 19.9855
2023 | 0000009661 | WIBU | 04-01 | 5177908 | UCO-CDM-LES-OWK-002-ILT-VLV | Refurbish: Maintenance of intake pipework and intake bellmouth's required. | 9.1748
2023 | 0000075131 | WBIG | 04-01 | 5207346 | BIA-ISIS-PSTNQP | Quart Pot PSTN - Inspect - PSTNQP - HV INSP & TESTING - HV & LV Installation/Maintenance & Inspections AM 26 | 21.6114
2023 | 0000018559 | WLBC | 04-01 | 5212157 | CVA-CLC-CAL-ELE-SWB-007 | Study: Replace Switchboard - Bldg Serv Hydraulic Bldg Option Analysis, Scoping, Design (Include in 2019 Options study) | 26.6884
2023 | 0000037711 | WKBE | 04-01 | 5113233 | KIN-MIR-PSTN3-ELEC-FIRE | Replace Fire Alarm System | 20.8636
2023 | 0000039051 | WKIA | 04-01 | 5159669 | ETO-MTA-PSTN-CNTL | Mt Alice PSTN - Replace - PSTN-CNTL - CONT SYS REPLACEMENT - Options Study Report | 156.0021
2023 | 0000039043 | WKIA | 04-01 | 5159669 | ETO-MTA-PSTN-SWB | Mt Alice PSTN - Replace - PSTN-SWB - SWBD REPLACEMENT - Options Study Report | 156.0021
2023 | 0000059298 | WBIG | 04-01 | 5176789 | BIA-GIGI-SAGN-SA1-MO-0004 | St Agnes Ch SA1 - Replace - MO-0004 - METER AT 1071.81M R - 30y Irrigation Strategy (Item 4.0 & 4.1) AM14_S2 | 7.4475
2023 | 0000059299 | WBIG | 04-01 | 5176789 | BIA-GIGI-SAGN-SA1-MO-0015 | St Agnes Ch SA1 - Replace - MO-0015 - METER AT 7098.75M L - 30y Irrigation Strategy (Item 4.0 & 4.1) AM14_S2 | 7.4475
2023 | 0000059300 | WBIG | 04-01 | 5176789 | BIA-GIGI-SAGN-SA1-MO-0017 | St Agnes Ch SA1 - Replace - MO-0017 - METER AT 7338.75M L - 30y Irrigation Strategy (Item 4.0 & 4.1) AM14_S2 | 7.4475
2023 | 0000059301 | WBIG | 04-01 | 5176789 | BIA-GIGI-SAGN-SA1-MO-2001 | St Agnes Ch SA1 - Replace - MO-2001 - METER AT 241.66M L - 30y Irrigation Strategy (Item 4.0 & 4.1) AM14_S2 | 7.4475
2023 | 0000059302 | WBIG | 04-01 | 5176789 | BIA-GIGI-SAGN-SA3-MO-0008 | St Agnes Ch SA3 - Replace - MO-0008 - METER AT 2368.81M E - 30y Irrigation Strategy (Item 4.0 & 4.1) AM14_S2 | 7.4475
2023 | 0000059303 | WBIG | 04-01 | 5176789 | BIA-GIGI-SAGN-SA4-MO-0001 | St Agnes Ch SA4 - Replace - MO-0001 - METER AT 967.00M L - 30y Irrigation Strategy (Item 4.0 & 4.1) AM14_S2 | 7.4475
2023 | 0000059304 | WBIG | 04-01 | 5176789 | BIA-GIGI-SAGN-SA4-MO-0002 | St Agnes Ch SA4 - Replace - MO-0002 - METER AT 1170.22M E - 30y Irrigation Strategy (Item 4.0 & 4.1) AM14_S2 | 7.4475
2023 | 0000059305 | WBIG | 04-01 | 5176789 | BIA-GIGI-SAGN-SA5-MO-0002 | St Agnes Ch SA5 - Replace - MO-0002 - METER AT 591.67M E - 30y Irrigation Strategy (Item 4.0 & 4.1) AM14_S2 | 7.4475
2023 | 0000059306 | WBIG | 04-01 | 5176789 | BIA-GIGI-SAGN-SA6-MO-0005 | St Agnes Ch SA6 - Replace - MO-0005 - METER AT 1842.40M E - 30y Irrigation Strategy (Item 4.0 & 4.1) AM14_S2 | 7.4475
2023 | 0000059307 | WBIG | 04-01 | 5176789 | BIA-GIGI-SAGN-SA6-MO-1001 | St Agnes Ch SA6 - Replace - MO-1001 - METER AT 357.51M E - 30y Irrigation Strategy (Item 4.0 & 4.1) AM14_S2 | 7.4475
2023 | 0000059308 | WBIG | 04-01 | 5176789 | BIA-GIGI-SAGN-SMC-MO-0024 | St Agnes MC - Replace - MO-0024 - METER AT 14936.00M R - 30y Irrigation Strategy (Item 4.0 & 4.1) AM14_S2 | 7.4475
2023 | 0000059309 | WBIG | 04-01 | 5176789 | BIA-GIGI-TIRR-TMC-MO-0002 | Tirroan MC - Replace - MO-0002 - METER AT 2033.46M L - 30y Irrigation Strategy (Item 4.0 & 4.1) AM14_S2 | 7.4475
2023 | 0000059310 | WBIG | 04-01 | 5176789 | BIA-GIGI-TIRR-TMC-MO-0006 | Tirroan MC - Replace - MO-0006 - METER AT 2911.67M L - 30y Irrigation Strategy (Item 4.0 & 4.1) AM14_S2 | 7.4475
2023 | 0000059311 | WBIG | 04-01 | 5176789 | BIA-GIGI-TIRR-TMC-MO-0008 | Tirroan MC - Replace - MO-0008 - METER AT 3121.91M L - 30y Irrigation Strategy (Item 4.0 & 4.1) AM14_S2 | 7.4475
2023 | 0000059312 | WBIG | 04-01 | 5176789 | BIA-GIGI-TIRR-TR1-MO-0001 | Tirroan Ch TR1 - Replace - MO-0001 - METER AT 590.85M R - 30y Irrigation Strategy (Item 4.0 & 4.1) AM14_S2 | 7.4475
2023 | 0000059313 | WBIG | 04-01 | 5176789 | BIA-GIGI-TIRR-TR1-MO-0014 | Tirroan Ch TR1 - Replace - MO-0014 - METER AT 2590.00M L - 30y Irrigation Strategy (Item 4.0 & 4.1) AM14_S2 | 7.4475
2023 | 0000059314 | WBIG | 04-01 | 5176789 | BIA-GIGI-TIRR-TR1-MO-1012 | Tirroan Ch TR1 - Replace - MO-1012 - METER AT 3507.44M E - 30y Irrigation Strategy (Item 4.0 & 4.1) AM14_S2 | 7.4475
2023 | 0000059315 | WBIG | 04-01 | 5176789 | BIA-GIGI-TIRR-TR1-MO-1013 | Tirroan Ch TR1 - Replace - MO-1013 - METER AT 5.0M L - 30y Irrigation Strategy (Item 4.0 & 4.1) AM14_S2 | 7.4475
2023 | 0000006893 | WKBP | 04-01 | 5160040 | PIO-PIR-TEM-CNL-003 | Teemburra SD2 - Replace back-up batteries (16 batteries) | 21.1047
2023 | 0000049918 | WIBT | 04-01 | 5178212 | MAB-MCB-BEW | Study: 5 Year Inspection | 6.6292
2023 | 0000055737 | WIBT | 04-01 | 5178212 | MAB-MCB-GRE | Study: 5 Year Inspection | 6.6292
2023 | 0000049919 | WIBT | 04-01 | 5178212 | MAB-MCB-WHS | Study: 5 Year Inspection | 6.6292
2023 | 0000031166 | WBIC | 04-01 | 5191059 | LOW-OW-PSTN-ELEC-SWB2 | Owanyilla PSTN - Replace - ELEC-SWB2 - SWITCHBOARD 2 STG I - Replace & Refurb Strategy & Irrig Com Strat (Item 1.1) | 244.8407
2023 | 0000057825 | WMIM | 04-01 | 5195025 | MDA-EBA-IRR-MC-AV-AV18 | East Barron MC - Refurbish - AV-AV18 - AIR VALVE 3588M - Irrigation Common Strategy Air Valves (30Yr Pln) (Item 6.2) | 2.4897
2023 | 0000057823 | WMIM | 04-01 | 5195025 | MDA-EBA-IRR-MC-AV-AV19 | East Barron MC - Refurbish - AV-AV19 - AIR VALVE 3765M - Irrigation Common Strategy Air Valves (30Yr Pln) (Item 6.2) | 2.4897
2023 | 0000057821 | WMIM | 04-01 | 5195025 | MDA-EBA-IRR-MC-AV-AV20 | East Barron MC - Refurbish - AV-AV20 - AIR VALVE 4447M - Irrigation Common Strategy Air Valves (30Yr Pln) (Item 6.2) | 2.4897
2023 | 0000057819 | WMIM | 04-01 | 5195025 | MDA-EBA-IRR-MC-AV-AV21 | East Barron MC - Refurbish - AV-AV21 - AIR VALVE 4862M - Irrigation Common Strategy Air Valves (30Yr Pln) (Item 6.2) | 2.4897
2023 | 0000057817 | WMIM | 04-01 | 5195025 | MDA-EBA-IRR-MCD-AV-AV13 | East Barron MC - Refurbish - AV-AV13 - AIR VALVE 3588M - Irrigation Common Strategy Air Valves (30Yr Pln) (Item 6.2) | 2.4897
2023 | 0000057815 | WMIM | 04-01 | 5195025 | MDA-EBA-IRR-MCD-AV-AV14 | East Barron MC - Refurbish - AV-AV14 - AIR VALVE 3765M - Irrigation Common Strategy Air Valves (30Yr Pln) (Item 6.2) | 2.4897
2023 | 0000057813 | WMIM | 04-01 | 5195025 | MDA-EBA-IRR-MCD-AV-AV15 | East Barron MC - Refurbish - AV-AV15 - AIR VALVE 4134M - Irrigation Common Strategy Air Valves (30Yr Pln) (Item 6.2) | 2.4897
2023 | 0000057811 | WMIM | 04-01 | 5195025 | MDA-EBA-IRR-MCD-AV-AV16 | East Barron MC - Refurbish - AV-AV16 - AIR VALVE 4447M - Irrigation Common Strategy Air Valves (30Yr Pln) (Item 6.2) | 2.4897
2023 | 0000057809 | WMIM | 04-01 | 5195025 | MDA-EBA-IRR-MCD-AV-AV17 | East Barron MC - Refurbish - AV-AV17 - AIR VALVE 4862M - Irrigation Common Strategy Air Valves (30Yr Pln) (Item 6.2) | 2.4897
2023 | 0000009689 | WIBS | 04-01 |  | BAL-BAR-BMD-SPW-GTE-GTV-002-HOI | Refurbish Hoisting Mechanism - Beardmore Dam Gate 2 | 18.631
2023 | 0000009690 | WIBS | 04-01 |  | BAL-BAR-BMD-SPW-GTE-GTV-003-HOI | Refurbish Hoisting Mechanism - Beardmore Dam Gate 3 | 18.631
2023 | 0000009691 | WIBS | 04-01 |  | BAL-BAR-BMD-SPW-GTE-GTV-004-HOI | Refurbish Hoisting Mechanism - Beardmore Dam Gate 4 | 18.631
2023 | 0000009692 | WIBS | 04-01 |  | BAL-BAR-BMD-SPW-GTE-GTV-005-HOI | Refurbish Hoisting Mechanism - Beardmore Dam Gate 5 | 18.631
2023 | 0000009693 | WIBS | 04-01 |  | BAL-BAR-BMD-SPW-GTE-GTV-006-HOI | Refurbish Hoisting Mechanism - Beardmore Dam Gate 6 | 18.631
2023 | 0000072596 | WBBR | 04-01 |  | BBA-BBRS-GSTN-008-BLDG | Refurbish Recorder Building | 19.0839
2023 | 0000070757 | WBBR | 04-01 |  | BBA-BKR-BPD-SPW-STS-SPC | Refurbish: Pull out test of Grout Anchors (as part of DSR) | 0
2023 | 0000071507 | WBBR | 04-01 |  | BBA-BKR-BPD-SPW-STS-SPC | Review: Adequacy of Grout Curtain & Water stop (as part of DSR) | 0
2023 | 0000070755 | WBBR | 04-01 |  | BBA-BKR-BPD-SPW-STS-SPH | Refurbish: Pull out tests on Grout Anchors as part of DSR | 63.6129
2023 | 0000062470 | WKBB | 04-01 |  | BBR-BKN-EUG-BLD-004-ACC | Replace Air Conditioner | 4.1975
2023 | 0000070121 | WKBB | 04-01 |  | BBR-BNR-BRW-BLD-001 | Refurbish control building | 6.6427
2023 | 0000070124 | WABB | 04-01 |  | BDK-BDR-CLW-BLD-001-ELO | Refurbish Light & Power Installation | 20.0968
2023 | 0000056407 | WBIG | 04-01 | 5207383 | BIA-GIGI-MON-PSTNM | Monduran PSTN - Refurbish - MON-PSTNM - ELEC METER COMPL TESTS - Replace & Refurb Strategy & Irrig Com Strat (Item 1.2) | 32.2133
2023 | 0000025733 | WBIG | 04-01 | 5207396 | BIA-GIGI-MON-PSTNM-PUN2-NRV | Monduran PSTN - PSTNM REPLACE - PUN2-NRV - REFLUX VALVE - Replace & Refurb Strategy & Irrig Com Strat (Item 6.0) | 30.023
2023 | 0000065387 | WBIG | 04-01 | 5207380 | BIA-GIGI-MON-PSTNM-TWS-TWS1-MTOR | Monduran PSTN - Refurbish - TWS1-MTOR - ELECTRIC MOTOR - Replacement & Refurbishment Life Strategy | 8.6405
2023 | 0000065388 | WBIG | 04-01 | 5207380 | BIA-GIGI-MON-PSTNM-TWS-TWS1-PUMP | Monduran PSTN - Refurbish - TWS1-PUMP - PUMP NO 1 - Replacement & Refurbishment Life Strategy | 8.6405
2023 | 0000059369 | WBIG | 04-01 | 5207355 | BIA-GOOB-G07-MO-0008 | Gooburrum Ch G07 - Replace - MO-0008 - M.O. AT 3782.00 MTRS L - 30y Irrigation Strategy (Item 4.0 & 4.1) AM14_S2 | 6.6613
2023 | 0000059370 | WBIG | 04-01 | 5207355 | BIA-GOOB-G07-MO-0009 | Gooburrum Ch G07 - Replace - MO-0009 - M.O. AT 3789.32 MRS R - 30y Irrigation Strategy (Item 4.0 & 4.1) AM14_S2 | 6.6613
2023 | 0000059371 | WBIG | 04-01 | 5207355 | BIA-GOOB-G07-MO-0010 | Gooburrum Ch G07 - Replace - MO-0010 - M.O. AT 3927.00 MTRS R - 30y Irrigation Strategy (Item 4.0 & 4.1) AM14_S2 | 6.6613
2023 | 0000059372 | WBIG | 04-01 | 5207355 | BIA-GOOB-G07-MO-0011 | Gooburrum Ch G07 - Replace - MO-0011 - M.O. AT 4253.73 MTRS E - 30y Irrigation Strategy (Item 4.0 & 4.1) AM14_S2 | 6.6613
2023 | 0000059373 | WBIG | 04-01 | 5207355 | BIA-GOOB-G07-MO-1001 | Gooburrum Ch G07 - Replace - MO-1001 - M.O. AT 186.00 MTRS E - 30y Irrigation Strategy (Item 4.0 & 4.1) AM14_S2 | 6.6613
2023 | 0000059374 | WBIG | 04-01 | 5207355 | BIA-GOOB-G07-MO-3001 | Gooburrum Ch G07 - Replace - MO-3001 - M.O. AT 310.00 MTRS R - 30y Irrigation Strategy (Item 4.0 & 4.1) AM14_S2 | 6.6613
2023 | 0000059375 | WBIG | 04-01 | 5207355 | BIA-GOOB-G07-MO-3002 | Gooburrum Ch G07 - Replace - MO-3002 - M.O. AT 470.00 MTRS L - 30y Irrigation Strategy (Item 4.0 & 4.1) AM14_S2 | 6.6613
2023 | 0000059376 | WBIG | 04-01 | 5207355 | BIA-GOOB-G07-MO-3004 | Gooburrum Ch G07 - Replace - MO-3004 - M.O. AT 710.00 MTRS E - 30y Irrigation Strategy (Item 4.0 & 4.1) AM14_S2 | 6.6613
2023 | 0000059377 | WBIG | 04-01 | 5207355 | BIA-GOOB-G07-MO-4001 | Gooburrum Ch G07 - Replace - MO-4001 - M.O. AT 181.00 MTRS R - 30y Irrigation Strategy (Item 4.0 & 4.1) AM14_S2 | 6.6613
2023 | 0000059378 | WBIG | 04-01 | 5207355 | BIA-GOOB-G07-MO-4002 | Gooburrum Ch G07 - Replace - MO-4002 - M.O. AT 321.00 MTRS R - 30y Irrigation Strategy (Item 4.0 & 4.1) AM14_S2 | 6.6613
2023 | 0000059379 | WBIG | 04-01 | 5207355 | BIA-GOOB-G07-MO-4003 | Gooburrum Ch G07 - Replace - MO-4003 - M.O. AT 471.16 MTRS R - 30y Irrigation Strategy (Item 4.0 & 4.1) AM14_S2 | 6.6613
2023 | 0000059380 | WBIG | 04-01 | 5207355 | BIA-GOOB-G07-MO-5002 | Gooburrum Ch G07 - Replace - MO-5002 - M.O. AT 897.00 MTRS L - 30y Irrigation Strategy (Item 4.0 & 4.1) AM14_S2 | 6.6613
2023 | 0000059381 | WBIG | 04-01 | 5207355 | BIA-GOOB-G07-MO-5003 | Gooburrum Ch G07 - Replace - MO-5003 - M.O. AT 1099.00 MTRS R - 30y Irrigation Strategy (Item 4.0 & 4.1) AM14_S2 | 6.6613
2023 | 0000059382 | WBIG | 04-01 | 5207355 | BIA-GOOB-G07-MO-5004 | Gooburrum Ch G07 - Replace - MO-5004 - M.O. AT 1153.00 MTRS L - 30y Irrigation Strategy (Item 4.0 & 4.1) AM14_S2 | 6.6613
2023 | 0000059383 | WBIG | 04-01 | 5207355 | BIA-GOOB-G07-MO-5005 | Gooburrum Ch G07 - Replace - MO-5005 - M.O. AT 1790.20 MTRS R - 30y Irrigation Strategy (Item 4.0 & 4.1) AM14_S2 | 6.6613
2023 | 0000059384 | WBIG | 04-01 | 5207355 | BIA-GOOB-G07-MO-5006 | Gooburrum Ch G07 - Replace - MO-5006 - M.O. AT 1847.19 MTRS L - 30y Irrigation Strategy (Item 4.0 & 4.1) AM14_S2 | 6.6613
2023 | 0000059385 | WBIG | 04-01 | 5207355 | BIA-GOOB-G07-MO-5007 | Gooburrum Ch G07 - Replace - MO-5007 - M.O. AT 1885.00 MTRS E - 30y Irrigation Strategy (Item 4.0 & 4.1) AM14_S2 | 6.6613
2023 | 0000059386 | WBIG | 04-01 | 5207355 | BIA-GOOB-G07-MO-5101 | Gooburrum Ch G07 - Replace - MO-5101 - M.O. AT 411.00 MTRS E - 30y Irrigation Strategy (Item 4.0 & 4.1) AM14_S2 | 6.6613
2023 | 0000059387 | WBIG | 04-01 | 5207355 | BIA-GOOB-G07-MO-6001 | Gooburrum Ch G07 - Replace - MO-6001 - M.O. AT 20.00 MTRS L - 30y Irrigation Strategy (Item 4.0 & 4.1) AM14_S2 | 6.6613
2023 | 0000059388 | WBIG | 04-01 | 5207355 | BIA-GOOB-G07-MO-6002 | Gooburrum Ch G07 - Replace - MO-6002 - M.O. AT 727.00 MTRS L - 30y Irrigation Strategy (Item 4.0 & 4.1) AM14_S2 | 6.6613
2023 | 0000059389 | WBIG | 04-01 | 5207355 | BIA-GOOB-G07-MO-6003 | Gooburrum Ch G07 - Replace - MO-6003 - M.O. AT 731.00 MTRS R - 30y Irrigation Strategy (Item 4.0 & 4.1) AM14_S2 | 6.6613
2023 | 0000059390 | WBIG | 04-01 | 5207355 | BIA-GOOB-G07-MO-6004 | Gooburrum Ch G07 - Replace - MO-6004 - M.O. AT 944.97 MTRS L - 30y Irrigation Strategy (Item 4.0 & 4.1) AM14_S2 | 6.6613
2023 | 0000059391 | WBIG | 04-01 | 5207355 | BIA-GOOB-G08-MO-0001 | Gooburrum Ch G08 - Replace - MO-0001 - M.O. AT 2062.00 MTRS R - 30y Irrigation Strategy (Item 4.0 & 4.1) AM14_S2 | 6.6613
2023 | 0000059392 | WBIG | 04-01 | 5207355 | BIA-GOOB-G08-MO-0002 | Gooburrum Ch G08 - Replace - MO-0002 - M.O. AT 2091.00 MTRS L - 30y Irrigation Strategy (Item 4.0 & 4.1) AM14_S2 | 6.6613
2023 | 0000059393 | WBIG | 04-01 | 5207355 | BIA-GOOB-G08-MO-0004 | Gooburrum Ch G08 - Replace - MO-0004 - M.O. AT 3184.00 MTRS R - 30y Irrigation Strategy (Item 4.0 & 4.1) AM14_S2 | 6.6613
2023 | 0000059394 | WBIG | 04-01 | 5207355 | BIA-GOOB-G08-MO-0006 | Gooburrum Ch G08 - Replace - MO-0006 - M.O. AT 4276.90 MTRS R - 30y Irrigation Strategy (Item 4.0 & 4.1) AM14_S2 | 6.6613
2023 | 0000059395 | WBIG | 04-01 | 5207355 | BIA-GOOB-G08-MO-0007 | Gooburrum Ch G08 - Replace - MO-0007 - M.O. AT 4277.00 MTRS R - 30y Irrigation Strategy (Item 4.0 & 4.1) AM14_S2 | 6.6613
2023 | 0000059396 | WBIG | 04-01 | 5207355 | BIA-GOOB-G08-MO-0008 | Gooburrum Ch G08 - Replace - MO-0008 - M.O. AT 4900.00 MTRS R - 30y Irrigation Strategy (Item 4.0 & 4.1) AM14_S2 | 6.6613
2023 | 0000059397 | WBIG | 04-01 | 5207355 | BIA-GOOB-G08-MO-0009 | Gooburrum Ch G08 - Replace - MO-0009 - M.O. AT 5297.00 MTRS R - 30y Irrigation Strategy (Item 4.0 & 4.1) AM14_S2 | 6.6613
2023 | 0000059398 | WBIG | 04-01 | 5207355 | BIA-GOOB-G08-MO-0010 | Gooburrum Ch G08 - Replace - MO-0010 - M.O. AT 5588.00 MTRS L - 30y Irrigation Strategy (Item 4.0 & 4.1) AM14_S2 | 6.6613
2023 | 0000059399 | WBIG | 04-01 | 5207355 | BIA-GOOB-G08-MO-0011 | Gooburrum Ch G08 - Replace - MO-0011 - M.O. AT 5873.00 MTRS L - 30y Irrigation Strategy (Item 4.0 & 4.1) AM14_S2 | 6.6613
2023 | 0000059400 | WBIG | 04-01 | 5207355 | BIA-GOOB-G08-MO-0013 | Gooburrum Ch G08 - Replace - MO-0013 - M.O. AT 6236.40 MTRS R - 30y Irrigation Strategy (Item 4.0 & 4.1) AM14_S2 | 6.6613
2023 | 0000059401 | WBIG | 04-01 | 5207355 | BIA-GOOB-G08-MO-0015 | Gooburrum Ch G08 - Replace - MO-0015 - M.O. AT 760M R - 30y Irrigation Strategy (Item 4.0 & 4.1) AM14_S2 | 6.6613
2023 | 0000059402 | WBIG | 04-01 | 5207355 | BIA-GOOB-G08-MO-3001 | Gooburrum Ch G08 - Replace - MO-3001 - M.O. AT 410.70 MTRS E - 30y Irrigation Strategy (Item 4.0 & 4.1) AM14_S2 | 6.6613
2023 | 0000059403 | WBIG | 04-01 | 5207355 | BIA-GOOB-G08-MO-4001 | Gooburrum Ch G08 - Replace - MO-4001 - M.O. AT 201.00 MTRS L - 30y Irrigation Strategy (Item 4.0 & 4.1) AM14_S2 | 6.6613
2023 | 0000059404 | WBIG | 04-01 | 5207355 | BIA-GOOB-G08-MO-4002 | Gooburrum Ch G08 - Replace - MO-4002 - M.O. AT 201.00 MTRS R - 30y Irrigation Strategy (Item 4.0 & 4.1) AM14_S2 | 6.6613
2023 | 0000059405 | WBIG | 04-01 | 5207355 | BIA-GOOB-G08-MO-5001 | Gooburrum Ch G08 - Replace - MO-5001 - M.O. AT 27.00 MTRS E - 30y Irrigation Strategy (Item 4.0 & 4.1) AM14_S2 | 6.6613
2023 | 0000056408 | WBIG | 04-01 | 5207385 | BIA-GOOB-PSTN | Gooburrum PSTN - Inspect - GOOB-PSTN - ELEC METER COMPL TEST - Replace & Refurb Strategy & Irrig Com Strat (Item 1.2) | 32.2133
2023 | 0000027792 | WBIG | 04-01 | 5207415 | BIA-GOOB-PSTN-ELEC-CBLE | Gooburrum PSTN - Replace - ELEC-CBLE - CABLE - Replacement & Refurbishment Life Strategy | 247.4803
2023 | 0000027794 | WBIG | 04-01 | 5207416 | BIA-GOOB-PSTN-ELEC-SWB | Gooburrum PSTN - Replace - ELEC-SWB - RPLC HV SWBD - Replace & Refurb Strategy & Irrig Com Strat (Item 1.1) | 712.5822
2023 | 0000004594 | WBIG | 04-01 | 5207412 | BIA-GOOB-PSTN-PUN1-DV | Gooburrum PSTN - Refurbish - PUN1-DV - DISCHARGE VALVE - Irrigation Scheme Common Strategy (30Yr Pln) (Items 6.0 & 6.1) | 26.8812
2023 | 0000004596 | WBIG | 04-01 | 5207390 | BIA-GOOB-PSTN-PUN1-SV | Gooburrum PSTN - Refurbish - PUN1-SV - VLV 900MM BUDF - Irrigation Scheme Common Strategy (30Yr Pln) (Items 6.0 & 6.1) | 17.0855
2023 | 0000004824 | WBIG | 04-01 | 5207399 | BIA-ISIS-GVM-INLT-STRU | Isis Ch GVM - Refurbish - INLT-STRU - RPLC WITH STAIN/STL GUIDES - Irrigation Common Strategy (30Yr Pln) (Item 8.1) | 14.1328
2023 | 0000003885 | WBIG | 04-01 | 5207398 | BIA-ISIS-IMC-RG-RG03-GATE | Isis MC - Refurbish - RG03-GATE - REG GTE PNT/ANOD/BRG - Float Regulating Gate Refurbishment Strategy | 22.6829
2023 | 0000056405 | WBIG | 04-01 | 5207384 | BIA-ISIS-PSTNDB | Don Beattie PSTN - Refurbish - PSTNDB - ELEC METER COMPL TESTS - Replace & Refurb Strategy & Irrig Com Strat (Item 1.2) | 32.2133
2023 | 0000056406 | WBIG | 04-01 | 5207350 | BIA-ISIS-PSTNQP | Quart Pot PSTN - Refurbish - PSTNQP - ELEC METER COMPL TESTS - Replace & Refurb Strategy & Irrig Com Strat (Item 1.2) | 20.6812
2023 | 0000057641 | WBIG | 04-01 | 5207387 | BIA-ISIS-PSTNQP-BLDG | Quart Pot PSTN - Replace - PSTNQP-BLDG - AIR CON LV/HV RM - Replacement & Refurbishment Life Strategy | 8.4748
2023 | 0000004655 | WBIG | 04-01 | 5207391 | BIA-ISIS-PSTNQP-PUN3-DV | Quart Pot PSTN - Refurbish - PUN3-DV - VALVE - Irrigation Scheme Common Strategy (30Yr Pln) (Items 6.0 & 6.1) | 26.8812
2023 | 0000004008 | WBIG | 04-01 | 5207404 | BIA-WOON-BSTR-OTLT1-STRU | Woongarra BSTR - Refurbish - TLT1-STRU - RPLC GUIDES FOR SS ITEMS - Irrigation Common Strategy (30Yr Pln) (Item 10.1) | 14.1328
2023 | 0000067450 | WBIG | 04-01 | 5207394 | BIA-WOON-PSTNW-PUN1-PUMP | Woongarra PSTN - PSTNW Refurbish PUMP 1 - 610MM - Replacement & Refurbishment Life Strategy | 122.4508
2023 | 0000028892 | WBIG | 04-01 | 5207408 | BIA-WOON-WMC-AC-AC11-SCRN | Woongarra MC - Replace - AC11-SCRN - SCREEN - Irrigation Scheme Common Strategy (30Yr Pln) (Item 10.1) | 12.798
2023 | 0000055304 | WBIG | 04-01 | 5207403 | BIA-WOON-WMC-RG-RG07-GATE | Woongarra MC - WMC REFURBISH - RG07-GATE - REGULATOR GATE - Float Regulating Gate Refurbishment Strategy | 22.6829
2023 | 0000055481 | WAIE | 04-01 | 5206224 | BRI-DIST-BARR-IRR-BA5-RG60-CNTL | Barratta Ch Ba5 - Replace - RG60-CNTL - RTU AND EQUIPMENT - Radio & RTU Replacement Strategy | 8.5716
2023 | 0000000945 | WAIE | 04-01 | 5206277 | BRI-DIST-BARR-IRR-BA9_1-SI02 | Barratta Ch Ba9 - Refurbish - BA9_1-SI02 - RFRB SCRN/WLKY/GUID/HNDRL - Irrigation Common Strategy (30Yr Pln) (Item 8.1) | 5.5794
2023 | 0000000946 | WAIE | 04-01 | 5206277 | BRI-DIST-BARR-IRR-BA9_2-SI01 | Barratta Ch Ba9 - Refurbish - BA9_2-SI01 - RFRB SCRN/WLKY/GUID/HNDRL - Irrigation Common Strategy (30Yr Pln) (Item 8.1) | 5.5794
2023 | 0000012128 | WAIE | 04-01 | 5206278 | BRI-DIST-BARR-IRR-BMC-RG18-CNTL | Barratta MC - Replace - RG18-CNTL - CONTROL EQUIP - Replace & Refurb Strategy & Irrig Com Strat (Item 1.0) | 46.5166
2023 | 0000012134 | WAIE | 04-01 | 5206278 | BRI-DIST-BARR-IRR-BMC-RG19-CNTL | Barratta MC - Replace - RG19-CNTL - CONTROL EQUIP - Replace & Refurb Strategy & Irrig Com Strat (Item 1.0) | 46.5166
2023 | 0000012153 | WAIE | 04-01 | 5206278 | BRI-DIST-BARR-IRR-BMC-RG23-CNTL | Barratta MC - Replace - RG23-CNTL - CONTROL EQUIP - Replace & Refurb Strategy & Irrig Com Strat (Item 1.0) | 46.5166
2023 | 0000012157 | WAIE | 04-01 | 5206278 | BRI-DIST-BARR-IRR-BMC-RG24-CNTL | Barratta MC - Replace - RG24-CNTL - CONTROL EQUIP - Replace & Refurb Strategy & Irrig Com Strat (Item 1.0) | 46.5166
2023 | 0000012161 | WAIE | 04-01 | 5206278 | BRI-DIST-BARR-IRR-BMC-RG25-CNTL | Barratta MC - Replace - RG25-CNTL - CONTROL EQUIP - Replace & Refurb Strategy & Irrig Com Strat (Item 1.0) | 46.5166
2023 | 0000012178 | WAIE | 04-01 | 5206278 | BRI-DIST-BARR-IRR-BMC-RG29-CNTL | Barratta MC - Replace - RG29-CNTL - CONTROL EQUIP - Replace & Refurb Strategy & Irrig Com Strat (Item 1.0) | 46.5166
2023 | 0000012182 | WAIE | 04-01 | 5206278 | BRI-DIST-BARR-IRR-BMC-RG30-CNTL | Barratta MC - Replace - RG30-CNTL - CONTROL EQUIP - Replace & Refurb Strategy & Irrig Com Strat (Item 1.0) | 46.5166
2023 | 0000057966 | WAIE | 04-01 | 5206290 | BRI-DIST-BARR-IRR-BMC-RG33-CNTL | Barratta MC - Replace - RG33-CNTL - RTU AND EQUIPMENT - Radio & RTU Replacement Strategy | 8.423
2023 | 0000057969 | WAIE | 04-01 | 5206290 | BRI-DIST-BARR-IRR-BMC-RG34-CNTL | Barratta MC - Replace - RG34-CNTL - RTU AND EQUIPMENT - Radio & RTU Replacement Strategy | 8.423
2023 | 0000000947 | WAIE | 04-01 | 5206277 | BRI-DIST-BARR-IRR-BMC-SI15 | Barratta MC - Refurbish - BMC-SI15 - RFRB SCRN/WLKY/GUID/HNDRL - Irrigation Common Strategy (30Yr Pln) (Item 8.1) | 5.5794
2023 | 0000009770 | WAIE | 04-01 | 5206299 | BRI-DIST-CLAR-IRR-CA2R-FMTR | Clare Ch A2 - Replace - CA2R-FMTR - METER, 750MM ENDFLOW - 30y Irrigation Strategy (Item 4.0 & 4.1) AM14_S2 | 41.4285
2023 | 0000061171 | WAIE | 04-01 | 5206301 | BRI-DIST-CLAR-IRR-CB6_1-MO-M001 | Clare Ch B6 - Replace - CB6_1-MO-M001 - CB085W1 96.0R SMO - 30y Irrigation Strategy (Item 4.0 & 4.1) AM14_S2 | 27.1326
2023 | 0000061172 | WAIE | 04-01 | 5206301 | BRI-DIST-CLAR-IRR-CB6_1-MO-M002 | Clare Ch B6 - Replace - CB6_1-MO-M002 - CB085W2 96.0R SMO - 30y Irrigation Strategy (Item 4.0 & 4.1) AM14_S2 | 27.1326
2023 | 0000061173 | WAIE | 04-01 | 5206301 | BRI-DIST-CLAR-IRR-CB6-MO-M001 | Clare Ch B6 - Replace - CB6-MO-M001 - CB088W1 548.03R SMO - 30y Irrigation Strategy (Item 4.0 & 4.1) AM14_S2 | 27.1326
2023 | 0000061174 | WAIE | 04-01 | 5206301 | BRI-DIST-CLAR-IRR-CB6-MO-M002 | Clare Ch B6 - Replace - CB6-MO-M002 - CB088W2 548.03R SMO - 30y Irrigation Strategy (Item 4.0 & 4.1) AM14_S2 | 27.1326
2023 | 0000061175 | WAIE | 04-01 | 5206301 | BRI-DIST-CLAR-IRR-CB8_1-MO-M001 | Clare Ch B6 - Replace - CB8_1-MO-M001 - CB208W1 1104.6L SMO - 30y Irrigation Strategy (Item 4.0 & 4.1) AM14_S2 | 27.1326
2023 | 0000013778 | WAIE | 04-01 | 5207488 | BRI-DIST-CLAR-IRR-PSTNA-CBLE | Clare PSTN A - Replace - STNA-CBLE - CABLE - Replacement & Refurbishment Life Strategy | 405.8736
2023 | 0000000948 | WAIE | 04-01 | 5207489 | BRI-DIST-CLAR-IRR-PSTNA-RM02-STK | Clare PSTN A - Refurbish - RM02-STK - BLAST & PAINT - Replacement & Refurbishment Life Strategy | 32.568
2023 | 0000058609 | WAIE | 04-01 | 5207490 | BRI-DIST-CLAR-IRR-PSTNB-VACS-PMP1 | Clare PSTN B - Refurbish - VACS-PMP1 - VACUUM PUMP NO. 1 - Replacement & Refurbishment Life Strategy | 4.4514
2023 | 0000058611 | WAIE | 04-01 | 5207490 | BRI-DIST-CLAR-IRR-PSTNB-VACS-PMP2 | Clare PSTN B - Refurbish - VACS-PMP2 - VACUUM PUMP NO. 2 - Replacement & Refurbishment Life Strategy | 4.4514
2023 | 0000011477 | WAIE | 04-01 | 5207481 | BRI-DIST-ELLT-IRR-PSTN-BLDG-BD01-LP | Elliot PSTN - Replace - BD01-LP - LIGHT & POWER INSTALLATION - Replace & Refurb Strategy & Irrig Com Strat (Item 1.2) | 3.3414
2023 | 0000055859 | WAIE | 04-01 | 5207484 | BRI-DIST-ELLT-IRR-PSTN-CNTL | Elliot PSTN - Replace - PSTN-CNTL - PLC SCADA SUPP/INST - Replace & Refurb Strategy & Irrig Com Strat (Item 1.1) | 143.2307
2023 | 0000011487 | WAIE | 04-01 | 5207485 | BRI-DIST-ELLT-IRR-PSTN-PUN2-PUMP | Elliot PSTN - Replace - PUN2-PUMP - SUBMERSIBLE PUMP - Replacement & Refurbishment Life Strategy | 160.8698
2023 | 0000052679 | WAIE | 04-01 | 5207487 | BRI-DIST-ELLT-IRR-PSTN-SWB1 | Elliot PSTN - Replace - PSTN-SWB1 - INSTAL/COMM NEW - Replace & Refurb Strategy & Irrig Com Strat (Item 1.1) | 71.974
2023 | 0000011509 | WAIE | 04-01 | 5207487 | BRI-DIST-ELLT-IRR-PSTN-SWB1-INSP | Elliot PSTN - Replace - SWB1-INSP - INCOMING SUPPLY PANEL - Replace & Refurb Strategy & Irrig Com Strat (Item 1.1) | 105.4542
2023 | 0000013270 | WAIE | 04-01 | 5206293 | BRI-DIST-HAUG-IRR-HMC-SI14-SCRN | Haughton MC - Replace - SI14-SCRN - SAFETY SCREEN - Irrigation Scheme Common Strategy (30Yr Pln) (Item 10.1) | 2.4941
2023 | 0000015142 | WAIE | 04-01 | 5207492 | BRI-DIST-HAUG-IRR-PSTN1-HV02-CBLE | Tom Fenwick PSTN 1 - Replace - HV02-CBLE - CABLE 11KV FEEDER 2 - Replacement & Refurbishment Life Strategy | 10.4915
2023 | 0000015144 | WAIE | 04-01 | 5207492 | BRI-DIST-HAUG-IRR-PSTN1-HV02-VCB1 | Tom Fenwick PSTN 1 - Replace - HV02-VCB1 - MAIN ISOLATOR - Replace & Refurb Strategy & Irrig Com Strat (Item 1.0) | 2.167
2023 | 0000000777 | WAIE | 04-01 | 5207495 | BRI-DIST-HAUG-IRR-PSTN2_3-CWS2 | Tom Fenwick PSTN 2_3 - Refurbish - 2_3-CWS2 - OVRHL COOL WTR SYS - Replacement & Refurbishment Life Strategy | 6.2008
2023 | 0000000778 | WAIE | 04-01 | 5207495 | BRI-DIST-HAUG-IRR-PSTN2_3-CWS3 | Tom Fenwick PSTN 2_3 - Refurbish - 2_3-CWS3 - OVRHL COOL WTR SYS - Replacement & Refurbishment Life Strategy | 6.2008
2023 | 0000000803 | WAIE | 04-01 | 5207498 | BRI-DIST-HAUG-IRR-PSTN2_3-IGG2 | Tom Fenwick PSTN 2_3 - Refurbish - 2_3-IGG2 - OVHL GRD GT 2 HYDR - Replacement & Refurbishment Life Strategy | 6.3649
2023 | 0000000949 | WAIE | 04-01 | 5207500 | BRI-DIST-HAUG-IRR-PSTN2_3-ITK2-BGTE | Tom Fenwick PSTN 2_3 - Refurbish - ITK2-BGTE - RFRB PAINT/SEALS - Replacement & Refurbishment Life Strategy | 6.3649
2023 | 0000015208 | WAIE | 04-01 | 5207502 | BRI-DIST-HAUG-IRR-PSTN2_3-PUN2-GBX4 | Tom Fenwick PSTN 2_3 - Replace - PUN2-GBX4 - AUX LUB SYS - GRBX - Replacement & Refurbishment Life Strategy | 3.1749
2023 | 0000015214 | WAIE | 04-01 | 5207502 | BRI-DIST-HAUG-IRR-PSTN2_3-PUN3-GBX4 | Tom Fenwick PSTN 2_3 - Replace - PUN3-GBX4 - AUX LUB SYS - GRBX - Replacement & Refurbishment Life Strategy | 3.1749
2023 | 0000015232 | WAIE | 04-01 | 5207506 | BRI-DIST-HAUG-IRR-PSTN2_3-SAS | Tom Fenwick PSTN 2_3 - Replace - 2_3-SAS - SECURITY ALARM - Replace & Refurb Strategy & Irrig Com Strat (Item 1.0) | 49.6398
2023 | 0000000805 | WAIE | 04-01 | 5207508 | BRI-DIST-HAUG-IRR-PSTN2_3-SPD | Tom Fenwick PSTN 2_3 - Refurbish - 2_3-SPD - CORR VLTE DRN/PIPE - Irrigation Scheme Common Strategy (30Yr Pln) (Item 3.3) | 49.0848
2023 | 0000015241 | WAIE | 04-01 | 5207509 | BRI-DIST-HAUG-IRR-PSTN2_3-VENS-AVOM | Tom Fenwick PSTN 2_3 - Replace - VENS-AVOM - OVHL VENT SYS - Replacement & Refurbishment Life Strategy | 160.2892
2023 | 0000000950 | WAIE | 04-01 | 5207482 | BRI-DIST-HAUG-IRR-PSTN4_5-ITK4-BGTE | Tom Fenwick PSTN 4_5 - Refurbish - ITK4-BGTE - RFRB PAINT/SEALS - Replacement & Refurbishment Life Strategy | 6.0346
2023 | 0000001062 | WAIE | 04-01 | 5206314 | BRI-DIST-MILL-IRR-CH02-AC-AC01 | Millaroo Ch 2 - Refurbish - AC-AC01 - RFRB MTLWK/PROT WKS - Irrigation Common Strategy (30Yr Pln) (Item 8.1) | 6.7085
2023 | 0000000911 | WAIE | 04-01 | 5206315 | BRI-DIST-MILL-IRR-CH02-CK01 | Millaroo Ch 2 - Refurbish - CH02-CK01 - RFRB MTLWK/PROT WKS - Irrigation Common Strategy (30Yr Pln) (Item 8.1) | 6.7085
2023 | 0000001077 | WAIE | 04-01 | 5206317 | BRI-DIST-MILL-IRR-MMC-RG108-CWK | Millaroo MC - Refurbish - RG108-CWK - RFRB MTLWK/PROT WKS - Irrigation Common Strategy (30Yr Pln) (Item 8.1) | 6.7085
2023 | 0000074715 | WAIE | 04-01 | 5207465 | BRI-DIST-MILL-IRR-PSTNA-HSTL | Millaroo PSTN A - Inspect - STNA-HSTL - 7 YEARLY 3RD PARTY INSPECTION - Crane, Hoist & Winch Standard AM.05 | 3.9941
2023 | 0000000623 | WAIE | 04-01 | 5207465 | BRI-DIST-MILL-IRR-PSTNA-HSTU | Millaroo PSTN A - Refurbish - STNA-HSTU - 7 YEARLY 3RD PARTY INSPECTION - Crane, Hoist & Winch Standard AM.05 | 3.9941
2023 | 0000069993 | WBBB | 04-01 |  | BUN-BUR-BAB-ELE-CNL | Options Study: Replace Control System - Ben Andersen Barrage | 9.5419
2023 | 0000056556 | WLBC | 04-01 |  | CVA-CLC-CAL-ELE-SWB-004 | Replace Switchboard - Bldg Serv Elec Serv Bldg -commission | 16.6067
2023 | 0000056558 | WLBC | 04-01 |  | CVA-CLC-CAL-ELE-SWB-006 | Replace Switchboard - Inlet Tower install and commission | 16.6067
2023 | 0000074442 | WLBD | 04-01 |  | DAW-DAR-THW-OWS-OLS-STR | Option Study: Refurbish Outlet Structure | 13.2853
2023 | 0000002331 | WLIW | 04-01 | 5206217 | EME-SEL-DRN-LN1-AC-AC05 | Selma Drain LN1 - Refurbish - AC-AC05 - RFRB GUARDRAILS - Irrigation Common Strategy (30Yr Pln) (Item 8.1) | 12.5879
2023 | 0000020042 | WLIW | 04-01 | 5207423 | EME-SEL-IRR-PSTN-CBLE | Selma PSTN - Investigate - PSTN-CBLE - CABLE AND CABLEWAY - Material Project (QCA) Options Analysis AM11_G04 | 15.9486
2023 | 0000074708 | WLIW | 04-01 | 5207157 | EME-SEL-IRR-PSTN-CRNE | Selma PSTN - Inspect - PSTN-CRNE - 7 YEARLY 3RD PARTY INSPECTION - Crane, Hoist & Winch Standard AM.05 | 3.9651
2023 | 0000074710 | WLIW | 04-01 | 5207160 | EME-SEL-IRR-PSTN-GT01-CRNE | Selma PSTN - Inspect - GT01-CRNE - 7 YEARLY 3RD PARTY INSPECTION - Crane, Hoist & Winch Standard AM.05 | 3.4101
2023 | 0000074712 | WLIW | 04-01 | 5207163 | EME-SEL-IRR-PSTN-GT02-CRNE | Selma PSTN - Inspect - GT02-CRNE - 7 YEARLY 3RD PARTY INSPECTION - Crane, Hoist & Winch Standard AM.05 | 3.4101
2023 | 0000002613 | WLIW | 04-01 | 5207168 | EME-SEL-IRR-PSTN-PIPE | Selma PSTN - Refurbish - PSTN-PIPE - DELIVERY PIPEWORK - Irrigation Scheme Common Strategy (30Yr Pln) (Item 3.0) | 22.2812
2023 | 0000021315 | WLIW | 04-01 | 5206214 | EME-SEL-IRR-S1-5301-CNTL | Selma Ch S1 - Replace - MO-5301-CNTL - CONTROL EQUIP - Replace & Refurb Strategy & Irrig Com Strat (Item 1.0) | 33.5164
2023 | 0000054856 | WLIW | 04-01 | 5206211 | EME-SEL-IRR-S2-CO | Selma Ch S2 - Replace - IRR-S2-CO - GATE, 750MM SLIDE ARMCO - Replacement & Refurbishment Life Strategy | 11.1582
2023 | 0000021319 | WLIW | 04-01 | 5206214 | EME-SEL-IRR-S2-MO-4881-CNTL | Selma Ch S2 - Replace - MO-4881-CNTL - CONTROL EQUIP - Replace & Refurb Strategy & Irrig Com Strat (Item 1.0) | 33.5164
2023 | 0000021321 | WLIW | 04-01 | 5206214 | EME-SEL-IRR-S2-MO-4882-CNTL | Selma Ch S2 - Replace - MO-4882-CNTL - CONTROL EQUIP - Replace & Refurb Strategy & Irrig Com Strat (Item 1.0) | 33.5164
2023 | 0000021322 | WLIW | 04-01 | 5206214 | EME-SEL-IRR-S2-MO-4901-CNTL | Selma Ch S2 - Replace - MO-4901-CNTL - CONTROL EQUIP - Replace & Refurb Strategy & Irrig Com Strat (Item 1.0) | 33.5164
2023 | 0000021325 | WLIW | 04-01 | 5206214 | EME-SEL-IRR-S2-MO-5523-CNTL | Selma Ch S2 - Replace - MO-5523-CNTL - CONTROL EQUIP - Replace & Refurb Strategy & Irrig Com Strat (Item 1.0) | 33.5164
2023 | 0000060449 | WKIA | 04-01 | 5206162 | ETO-BR-CH23_6-MO-56 | Brightley CH23 - Replace - 23_6-MO-56 - METER AT 315.7M(L) - 30y Irrigation Strategy (Item 4.0 & 4.1) AM14_S2 | 8.3652
2023 | 0000060450 | WKIA | 04-01 | 5206162 | ETO-BR-CH23_7-MO-58 | Brightley CH23 - Replace - 23_7-MO-58 - METER AT 290.4M(E) - 30y Irrigation Strategy (Item 4.0 & 4.1) AM14_S2 | 8.3652
2023 | 0000060451 | WKIA | 04-01 | 5206162 | ETO-BR-CH23_8-MO-59 | Brightley CH23 - Replace - 23_8-MO-59 - METER AT 260 M (L) - 30y Irrigation Strategy (Item 4.0 & 4.1) AM14_S2 | 8.3652
2023 | 0000060452 | WKIA | 04-01 | 5206162 | ETO-BR-CH23_8-MO-60 | Brightley CH23 - Replace - 23_8-MO-60 - METER AT 505.9M(E) - 30y Irrigation Strategy (Item 4.0 & 4.1) AM14_S2 | 8.3652
2023 | 0000060453 | WKIA | 04-01 | 5206162 | ETO-BR-CH23_9-MO-61 | Brightley CH23 - Replace - 23_9-MO-61 - METER AT 206.3M (E) - 30y Irrigation Strategy (Item 4.0 & 4.1) AM14_S2 | 8.3652
2023 | 0000057135 | WKIA | 04-01 | 5207456 | ETO-BR-PSTN1-VPRS | Brightley PSTN - Refurbish - STN1-VPRS - RFRB VAC PMP/VLV PUMP 2 - Repl & Reft Strategy, Pres Vesl Sty AM.02 | 26.6165
2023 | 0000006170 | WKIA | 04-01 | 5207458 | ETO-BR-PSTN2-PUN2-MTOR | Brightley PSTN 2 - Refurbish - PUN2-MTOR - OVHL MOTOR NO 2 - Replacement & Refurbishment Life Strategy | 9.6307
2023 | 0000060455 | WKIA | 04-01 | 5158799 | ETO-MAR-CH24_1_1-MO-192 | Marwood Ch CH24 - Replace - 1-MO-192 - METER AT 372.8M(L) - 30y Irrigation Strategy (Item 4.0 & 4.1) AM14_S2 | 8.6697
2023 | 0000038555 | WKIA | 04-01 | 5207453 | ETO-OR-PSTN-PUN1-DVAT | Oakenden PSTN - Replace - PUN1-DVAT - RPLC DV ACTUATOR - Replace & Refurb Strategy & Irrig Com Strat (Item 1.0) | 10.4013
2023 | 0000060236 | WBIC | 04-01 | 5207296 | LOW-CHB-C1-MO-1001 | Copenhagen Bend Distrib - Replace - MO-1001 - MTR 230.74M R - 30y Irrigation Strategy (Item 4.0 & 4.1) AM14_S2 | 6.8387
2023 | 0000060237 | WBIC | 04-01 | 5207296 | LOW-CHB-C1-MO-1002 | Copenhagen Bend Distrib - Replace - MO-1002 - MTR 632.53M R - 30y Irrigation Strategy (Item 4.0 & 4.1) AM14_S2 | 6.8387
2023 | 0000060238 | WBIC | 04-01 | 5207296 | LOW-CHB-C1-MO-1003 | Copenhagen Bend Distrib - Replace - MO-1003 - MTR 632.53M L - 30y Irrigation Strategy (Item 4.0 & 4.1) AM14_S2 | 6.8387
2023 | 0000060239 | WBIC | 04-01 | 5207296 | LOW-CHB-C2-MO-0001 | Copenhagen Bend Distrib - Replace - MO-0001 - MTR 686.00M R - 30y Irrigation Strategy (Item 4.0 & 4.1) AM14_S2 | 6.8387
2023 | 0000056858 | WBIC | 04-01 | 5090209 | LOW-MRS-PSTN-VACS | Main Roads PSTN - Refurbish - PSTN-VACS - VAC PRIMING SYS - Replacement & Refurbishment Life Strategy | 46.0214
2023 | 0000003906 | WBIC | 04-01 | 5207295 | LOW-OW-PSTN-CRNE | Owanyilla PSTN - Inspect - PSTN-CRNE - 7 YEARLY 3RD PARTY INSPECTION - Crane, Hoist & Winch Standard AM.05 | 6.0124
2023 | 0000058840 | WBIC | 04-01 | 5207330 | LOW-WPS-BSTR-OTLT | Walker Point BSTR - Refurbish - BSTR-OTLT - RFRB SLIDE GATE - Replacement & Refurbishment Strategy | 8.6674
2023 | 0000031236 | WBIC | 04-01 | 5207333 | LOW-WPS-PSTN-ELEC-SWB | Walker Point PSTN - Investigate - ELEC-SWB - SWBD RPLC OPTNS - Material Project (QCA) Options Analysis AM11_G04 | 28.7099
2023 | 0000060777 | WMIM | 04-01 | 5206123 | MDA-ATH-IRR-AC02-MO-M002 | Atherton Ch AC02 - Replace - MO-M002 - METER AT 29.26M L - 30y Irrigation Strategy (Item 4.0 & 4.1) AM14_S2 | 26.1851
2023 | 0000008044 | WMIM | 04-01 | 5206633 | MDA-ATH-IRR-AC02A-AV01 | Atherton Ch AC02 - Refurbish - C02A-AV01 - AIR VALVE 762.3M - Irrigation Scheme Common Strategy (30Yr Pln) (Items 6.2) | 4.7859
2023 | 0000008103 | WMIM | 04-01 | 5204691 | MDA-BIB-IRR-BSTR-OWKS-OTLT-GATE | Biboohra BSTR - Refurbish - OTLT-GATE - REG GATE OTLT - Replacement & Refurbishment Life Strategy | 17.6228
2023 | 0000048165 | WMIM | 04-01 | 5204694 | MDA-EBA-IRR-EB09-CO01-LADR | East Barron Ch EB09 - Replace - CO01-LADR - HANDRAILS & WALKWAY - Irrigation Commi Strategy (30Yr Pln) (Item 10.0) | 3.3414
2023 | 0000060819 | WMIM | 04-01 | 5206122 | MDA-EBA-IRR-MC-MO-DL04 | East Barron MC - Replace - MO-DL04 - METER AT 17347.94M R - 30y Irrigation Strategy (Item 4.0 & 4.1) AM14_S2 | 17.9673
2023 | 0000060820 | WMIM | 04-01 | 5206122 | MDA-EBA-IRR-MC-MO-DS01 | East Barron MC - Replace - MO-DS01 - METER AT 12027.16L - 30y Irrigation Strategy (Item 4.0 & 4.1) AM14_S2 | 17.9673
2023 | 0000060821 | WMIM | 04-01 | 5206122 | MDA-EBA-IRR-MC-MO-DS02 | East Barron MC - Replace - MO-DS02 - METER AT 12408.1ML - 30y Irrigation Strategy (Item 4.0 & 4.1) AM14_S2 | 17.9673
2023 | 0000060822 | WMIM | 04-01 | 5206122 | MDA-EBA-IRR-MC-MO-DS03 | East Barron MC - Replace - MO-DS03 - METER AT 12605.49R - 30y Irrigation Strategy (Item 4.0 & 4.1) AM14_S2 | 17.9673
2023 | 0000060823 | WMIM | 04-01 | 5206122 | MDA-EBA-IRR-MC-MO-DS04 | East Barron MC - Replace - MO-DS04 - METER AT 13147.64L - 30y Irrigation Strategy (Item 4.0 & 4.1) AM14_S2 | 17.9673
2023 | 0000060824 | WMIM | 04-01 | 5206122 | MDA-EBA-IRR-MC-MO-DS05 | East Barron MC - Replace - MO-DS05 - METER AT 13390.99R - 30y Irrigation Strategy (Item 4.0 & 4.1) AM14_S2 | 17.9673
2023 | 0000060825 | WMIM | 04-01 | 5206122 | MDA-EBA-IRR-MC-MO-DS07 | East Barron MC - Replace - MO-DS07 - METER AT 14540.12L - 30y Irrigation Strategy (Item 4.0 & 4.1) AM14_S2 | 17.9673
2023 | 0000060826 | WMIM | 04-01 | 5206122 | MDA-EBA-IRR-MC-MO-DS09 | East Barron MC - Replace - MO-DS09 - METER AT 15832.65M R - 30y Irrigation Strategy (Item 4.0 & 4.1) AM14_S2 | 17.9673
2023 | 0000060828 | WMIM | 04-01 | 5206122 | MDA-MAR-IRR-M01-MO-M001 | Mareeba Ch M01 - Replace - MO-M001 - METER AT 91.74M L - 30y Irrigation Strategy (Item 4.0 & 4.1) AM14_S2 | 17.9673
2023 | 0000060827 | WMIM | 04-01 | 5206122 | MDA-MAR-IRR-M01A-MO-M001 | Mareeba Ch M01 - Replace - MO-M001 - METER AT 86.26M E - 30y Irrigation Strategy (Item 4.0 & 4.1) AM14_S2 | 17.9673
2023 | 0000008017 | WMIM | 04-01 | 5204689 | MDA-MAR-IRR-M01B-AV01 | Mareeba Ch M01 - Refurbish - M01B-AV01 - AIR VALVE 440M - Irrigation Scheme Common Strategy (30Yr Pln) (Items 6.2) | 2.9985
2023 | 0000008023 | WMIM | 04-01 | 5204689 | MDA-MAR-IRR-M04_3-AV | Mareeba Ch M04 - Refurbish - M04_3-AV - AIR VALVE 322.66M - Irrigation Scheme Common Strategy (30Yr Pln) (Items 6.2) | 2.9985
2023 | 0000049817 | WMIM | 04-01 | 5204695 | MDA-MAR-IRR-M11-P001 | Mareeba Ch M11 - Investigate - M11-P001 - PIPELINE 0-73.15M - Material Project (QCA) Options Analysis AM11_G04 | 9.0621
2023 | 0000049818 | WMIM | 04-01 | 5206635 | MDA-MAR-IRR-M11-P002 | Mareeba Ch M11 - Investigate - M11-P002 - PIPELINE 73.15-262M - Material Project (QCA) Options Analysis AM11_G04 | 9.0621
2023 | 0000048824 | WMIM | 04-01 | 5204698 | MDA-MAR-IRR-M13 | Mareeba Ch M13 - Investigate - IRR-M13 - LATERAL M13 - Material Project (QCA) Options Analysis AM11_G04 | 9.0621
2023 | 0000007943 | WMIM | 04-01 | 5204684 | MDA-MAR-IRR-MC-CO-GT01 | Mareeba MC - Refurbish - CO-GT01 - REGULATING GATE 1 - Replacement & Refurbishment Life Strategy | 32.5098
2023 | 0000007944 | WMIM | 04-01 | 5204684 | MDA-MAR-IRR-MC-CO-GT02 | Mareeba MC - Refurbish - CO-GT02 - REGULATING GATE 2 - Replacement & Refurbishment Life Strategy | 32.5098
2023 | 0000041995 | WMIM | 04-01 | 5204687 | MDA-SCDA-COSTIN-SCAD | Mareeba System - Replace - COSTIN-SCAD - RPLC SCADA HOST - Replace & Refurb Strategy & Irrig Com Strat (Item 1.0) | 63.6936
2023 | 0000008362 | WMIM | 04-01 | 5204693 | MDA-SWL-SWI-SW12-AV-AV03 | South Walsh Ch SW12 - Refurbish - AV-AV03 - AIR VLV 1728 M - Irrigation Common Strategy Air Valves (30Yr Pln) (Item 6.2) | 2.5828
2023 | 0000008363 | WMIM | 04-01 | 5204693 | MDA-SWL-SWI-SW12-AV-AV04 | South Walsh Ch SW12 - Refurbish - AV-AV04 - AIR VLV 2557 M - Irrigation Common Strategy Air Valves (30Yr Pln) (Item 6.2) | 2.5828
2023 | 0000041394 | WMIM | 04-01 | 5204683 | MDA-SWL-SWI-SW12-MO-M006 | South Walsh Ch SW12 - Replace - MO-M006 - DISPLAY CBCLE - Replace & Refurb Strategy & Irrig Com Strat (Item 1.0) | 5.2107
2023 | 0000008043 | WMIM | 04-01 | 5206631 | MDA-WBA-MC-MC_B-WB03A-AV | West Barron MC - Refurbish - WB03A-AV - AIR VLV 198.12M - Irrigation Scheme Common Strategy (30Yr Pln) (Items 6.2) | 4.7859
2023 | 0000032857 | WBBL | 04-01 |  | MVA-MRR-MRB-INN-GSN-GSH-LVL | Replace Gauging Equipment | 19.0839
2023 | 0000074194 | WLBN | 04-01 |  | NMA-NGA-SLW-OWS-CND-001 | Refurbish 300 DIA RC PIPE (Subject to 2020 5yr inspection) | 53.1414
2023 | 0000040782 | WKBP | 04-01 |  | PIO-GSTN-003-GAUG | Replace TW Gauging Equipment - Teemburra Main Dam (waiting for water to recede) | 4.7289
2023 | 0000049372 | WMBM | 04-01 |  | TIN-BRN-TID-IRR-RGS-CNL | Replace CONTROL EQUIPMENT | 133.3702
2023 | 0000075446 | WIBU | 04-01 |  | UCO-CDM-LES-OWK-002-ILT-VLV-VLI-002 | Refurbish - Pull off Bonnet, blast clean, Needle gun and epoxy paint valve | 30.6081
2023 | 0000075447 | WIBU | 04-01 |  | UCO-CDM-LES-OWK-002-ILT-VLV-VLI-003 | Refurbish - Pull off Bonnet, blast clean, Needle gun and epoxy paint valve | 30.6081
2023 | 0000009642 | WIBU | 04-01 |  | UCO-CDM-LES-WAA-CRN-CRG | Refurbish: Refurb works (REG requirement) as per Certification report. Design/fit Roof over hose reel. | 27.0815
2023 | 0000071724 | WIBU | 04-01 |  | UCO-CDM-LES-WAA-CRN-CRG | Study: Options analysis - Crane control System - Refurbish/Replace/Re-life (Revise future frequency) | 15.9694
2023 | 0000073258 | WIBU | 04-01 |  | UCO-CDM-LES-SPW-GTR | Refurbish: Allowance (2) to replace small pumps and motors which keep the hydraulic system pumping | 9.3155
2023 | 0000009483 | WIBU | 04-01 |  | UCO-CDN-MEL-SFC-RDD | Refurbish: Regravel roads (Updated with actual last cost) | 19.8287
2023 | 0000071664 | WIBU | 04-01 |  | UCO-CDN-YAR-WTR-001 | Refurbish: Excavation of Sand / Desiltation of critical weir (Last occurred 2003 Order 5025869) | 53.2314
2023 | 0000000724 | WAIE | 04-01 | 5212235 | BRI-DIST-HAUG-IRR-PSTN2_3-PUN2-GBX1 | Tom Fenwick PSTN 2_3 - Refurbish - PUN2-GBX1 - OVRHL REDUC GRBX - Replacement & Refurbishment Life Strategy | 103.9875
2023 | 0000004120 | WBIG | 04-01 | 5212267 | BIA-BING-BMC-SO | Bingera MC - Refurbish - NG-BMC-SO - REPLACE STRUC LIDS - Replacement & Refurbishment Life Strategy | 39.3703
2023 | 0000004217 | WBIG | 04-01 | 5212268 | BIA-GOOB-PSTN-PUN2-MTOR | Gooburrum PSTN - Refurbish - PUN2-MTOR - ELECTRIC MOTOR - Replacement & Refurbishment Life Strategy | 64.0279
2023 | 0000002996 | WLBD | 04-01 | 5103224 | DAW-DAR-OCW-OWS-001-ILS-STR | Replace steel covers - Orange Ck Weir | 5.991
2023 | 0000009799 | WAIE | 04-01 | 5212626 | BRI-DIST-HAUG-IRR-PSTN4_5-CNTL | Tom Fenwick PSTN 4_5 - Replace - CNTL - MOTOR SURGE PROT 4 - Replace & Refurb Strategy & Irrig Com Strat (Item 1.0) | 20.2693
2023 | 0000009800 | WAIE | 04-01 | 5212626 | BRI-DIST-HAUG-IRR-PSTN4_5-CNTL | Tom Fenwick PSTN 4_5 - Replace - CNTL - MOTOR SURGE PROT 5 - Replace & Refurb Strategy & Irrig Com Strat (Item 1.0) | 20.2693
2023 | 0000006365 | WKIA | 04-01 | 5113168 | ETO-OMC-RG-RG06-GATE | Oakenden MC - Refurbish - RG06-GATE - AVIS GATE - Float Regulating Gate Refurbishment Strategy | 44.2195
2023 | 0000007184 | WKIA | 04-01 | 5207445 | ETO-AR-PSTN-PUN1-PUMP | Abingdon Relift PSTN - Refurbish - PUN1-PUMP - OVHL SUBMRS PMP 1 - Replacement & Refurbishment Life Strategy | 21.1702
2023 | 0000038562 | WKIA | 04-01 | 5113245 | ETO-OR-PSTN-PUN1-PV1 | Oakenden PSTN - Replace - PUN1-PV1 - PRIMING VALVE NO 1 - Replace & Refurb Strategy & Irrig Com Strat (Item 6.0) | 24.9324
2023 | 0000038572 | WKIA | 04-01 | 5113245 | ETO-OR-PSTN-PUN2-PV2 | Oakenden PSTN - Replace - PUN2-PV2 - PRIMING VALVE NO 2 - Replace & Refurb Strategy & Irrig Com Strat (Item 6.0) | 24.9324
2023 | 0000069970 | WIBS | 04-01 | 5113386 | BAL-BAR-JTW-SPW-GTE-GTV-004-HOI | Refurb of hoist mechanisms on gates | 15.6337
2023 | 0000069971 | WIBS | 04-01 | 5113387 | BAL-BAR-JTW-SPW-GTE-GTV-005-HOI | Refurb of hoist mechanisms on gates | 15.6337
2023 | 0000069972 | WIBS | 04-01 | 5113388 | BAL-BAR-JTW-SPW-GTE-GTV-006-HOI | Refurb of hoist mechanisms on gates | 15.6337
2023 | 0000069973 | WIBS | 04-01 | 5113389 | BAL-BAR-JTW-SPW-GTE-GTV-007-HOI | Refurb of hoist mechanisms on gates | 15.6337
2023 | 0000069976 | WIBS | 04-01 | 5113392 | BAL-BAR-JTW-SPW-GTE-GTV-010-HOI | Refurb of hoist mechanisms on gates | 16.363
2023 | 0000054410 | WBIG | 04-01 | 5121428 | BIA-GIGI-GGM-SCRN-SC | Gin Gin MC - Replace - SCRN-SC - INV/DESIGN SCRN REPLCE - Irrigation Scheme Common Strategy (30Yr Pln) (Item 10.1) | 16.2027
2023 | 0000067549 | WMIM | 04-01 | 5121492 | MDA-SWL-SWI-SW06-CO | South Walsh Ch SW06 - Replace - SW06-CO - CH O/TAKE 23880.78M - Replacement & Refurbishment Life Strategy | 9.6342
2023 | 0000069084 | WLBN | 04-01 | 5131670 | NMA-NGA-SLW-OWS-OLS-VLR | Replace Valve, 300Mm Sluice | 14.8785
2023 | 0000058090 | WLIW | 04-01 | 5206561 | EME-SEL-IRR | Selma Ch - Investigate - SEL-IRR - HDPE LINING - Material Project (QCA) HDPE Lining Opt Anlys AM11_G04 & (Item 3.4) | 9.5283
2023 | 0000008115 | WMIM | 04-01 | 5134238 | MDA-BIB-IRR-MC-RG01-AI | Biboohra MC - Refurbish - RG01-AI - AIR VNT RFRB - Irrigation Scheme Common Strategy Air Vents (30Yr Pln) (Item 7.0) | 11.8755
2023 | 0000056926 | WMIM | 04-01 | 5144507 | MDA-WBA-MC-MC_C-CH11-CWK | West Barron MC - Refurbish - CH11-CWK - RFRB BRACING BEAMS STG II - WBC_C11 RFRB STRATEGY | 59.3378
2023 | 0000064794 | WKIA | 04-01 | 5144896 | ETO-MAR-MWMC-FM-FMTR | Marwood MC - Replace - FM-FMTR - FLOW METER - 30y Irrigation Strategy (Item 4.0 & 4.1) AM14_S2 | 11.6043
2023 | 0000064799 | WKIA | 04-01 | 5144935 | ETO-VPR-PSTN-CNTL | Victoria Plains PSTN - Replace - PSTN-CNTL - REPLACE AUTODIALER - Replace & Refurb Strategy & Irrig Com Strat (Item 1.0) | 11.7062
2023 | 0000058480 | WLBT | 04-01 | 5145687 | BRC-BOGG-SITE-SERV-ROAD | Refurbish: Add fill and run a grader over the access track to maintain access | 6.1309
2023 | 0000038109 | WKIA | 04-01 | 5145770 | ETO-BR-PSTN2-SWCB | Brightley PSTN 2 - Replace - STN2-SWCB - RPLC POWER CABLE - Replace & Refurb Strategy & Irrig Com Strat (Item 1.2) | 30.9205
2023 | 0000000655 | WABB | 04-01 | 5145947 | BDK-BDR-BFD-WAA-WAL | Survey of Downstream Anchor Zone - Burdekin Falls Dam | 15.8259
2023 | 0000004853 | WBBR | 04-01 | 5145968 | BBA-BKR-BPD | Study: 20yr Dam Safety Review - Bjelke Petersen Dam | 370.2816
2023 | 0000060458 | WKIA | 04-01 | 5158799 | ETO-MAR-CH24_1-MO-185A | Marwood Ch CH24 - Replace - MO-185A - METER AT 298.2M (L) - 30y Irrigation Strategy (Item 4.0 & 4.1) AM14_S2 | 8.6697
2023 | 0000069545 | WKIA | 04-01 | 5158799 | ETO-MAR-CH24_1-MO-186 | Marwood Ch CH24 - Replace - MO-186 - METER, 200MM PA D/S - 30y Irrigation Strategy (Item 4.0 & 4.1) AM14_S2 | 8.6697
2023 | 0000060460 | WKIA | 04-01 | 5158799 | ETO-MAR-CH24_1-MO-187 | Marwood Ch CH24 - Replace - 1-MO-187 - METER AT 1312.5M (R) - 30y Irrigation Strategy (Item 4.0 & 4.1) AM14_S2 | 8.6697
2023 | 0000060461 | WKIA | 04-01 | 5158799 | ETO-MAR-CH24_1-MO-187A | Marwood Ch CH24 - Replace - MO-187A - METER AT 1312.5M (R) - 30y Irrigation Strategy (Item 4.0 & 4.1) AM14_S2 | 8.6697
2023 | 0000060462 | WKIA | 04-01 | 5158799 | ETO-MAR-CH24_1-MO-188 | Marwood Ch CH24 - Replace - 1-MO-188 - METER AT 2164.8M (R) - 30y Irrigation Strategy (Item 4.0 & 4.1) AM14_S2 | 8.6697
2023 | 0000064318 | WKIA | 04-01 | 5158807 | ETO-AR-PSTN-FNCE | Abingdon Relift PSTN - Replace - PSTN-FNCE - FENCING REFURB - SunWater Fencing Policy PM.04 | 17.8679
2023 | 0000058276 | WIBS | 04-01 | 5159055 | BAL-BAR-BMD | Study: Comprehensive Risk Assessment (CRA) update - (June 2009 last Occurrence) | 220.2004
2023 | 0000021310 | WLBD | 04-01 | 5159173 | DAW-DAWR-GSTN-010-GAUG | Replace Gauging Equipment | 22.09
2023 | 0000062467 | WLBC | 04-01 | 5159194 | CVA-CLC-CAL-GLS-CNP | Replace Test Pump Local Control Stns | 21.7644
2023 | 0000048336 | WABP | 04-01 | 5159204 | PRO-PRR-PFD | Study: 20yr Dam Safety Review (by 1 Dec 2023) | 373.119
2023 | 0000064248 | WBBB | 04-01 | 5159626 | BUN-BUR-BAB-CRG-STR-004 | Refurbish/Replace U/S Crane Rails (staged over 3 years) | 55.1183
2023 | 0000006345 | WKIA | 04-01 | 5159833 | ETO-OR-PSTN-PUN1-P001 | Oakenden PSTN - Refurbish - PUN1-P001 - RFRB SUCT PIPE - Irrigation Scheme Common Strategy (30Yr Pln) (Item 3.3) | 3.9651
2023 | 0000006346 | WKIA | 04-01 | 5159833 | ETO-OR-PSTN-PUN1-P002 | Oakenden PSTN - Refurbish - PUN1-P002 - RFRB DISCH PIPE - Irrigation Scheme Common Strategy (30Yr Pln) (Item 3.3) | 3.9651
2023 | 0000006348 | WKIA | 04-01 | 5159833 | ETO-OR-PSTN-PUN1-P003 | Oakenden PSTN - Refurbish - PUN1-P003 - RFRB DISCH PIPE - Irrigation Scheme Common Strategy (30Yr Pln) (Item 3.3) | 3.9651
2023 | 0000006351 | WKIA | 04-01 | 5159833 | ETO-OR-PSTN-PUN2-P001 | Oakenden PSTN - Refurbish - PUN2-P001 - RFRB SUCT PIPE - Irrigation Scheme Common Strategy (30Yr Pln) (Item 3.3) | 3.9651
2023 | 0000006352 | WKIA | 04-01 | 5159833 | ETO-OR-PSTN-PUN2-P002 | Oakenden PSTN - Refurbish - PUN2-P002 - RFRB DISCH PIPE - Irrigation Scheme Common Strategy (30Yr Pln) (Item 3.3) | 3.9651
2023 | 0000007181 | WKBE | 04-01 | 5160217 | KIN-MIR-PSTN3-PUN1-PUMP | Refurbish Pump - PUN1 - Mirani PSTN3 | 43.9689
2023 | 0000007182 | WKBE | 04-01 | 5160268 | KIN-MIR-PSTN3-PUN3-PUMP | Mirani PSTN3 - Overhaul Pump Unit 3 | 38.406
2023 | 0000021442 | WLBN | 04-01 | 5160287 | NMA-NGA-FAI-SFC-TPS-PST-004-CNL | Replace CONTROL EQUIPMENT | 37.2643
2023 | 0000002141 | WLIW | 04-01 | 5160444 | EME-SEL-IRR-S1_A-INLT | Selma Ch S1 - Refurbish - S1_A-INLT - INLET STRUCTURE 00 - Replace & Refurb Strategy & Irrig Com Strat (Item 10.1) | 3.8424
2023 | 0000002143 | WLIW | 04-01 | 5160444 | EME-SEL-IRR-S2-OVF | Selma Ch S2 - Refurbish - S2-OVF - RFRB GATE & SCREEN - Replace & Refurb Strategy & Irrig Com Strat (Item 10.1) | 3.8424
2023 | 0000002537 | WLIW | 04-01 | 5160447 | EME-SEL-IRR-PSTN-GT01-GATE | Selma PSTN - Refurbish - GT01-GATE - FIXED WEEL GATE - Replacement & Refurbishment Life Strategy | 22.9764
2023 | 0000049634 | WLIW | 04-01 | 5160751 | EME-SEL-DRN-RR4_1_1-DS | Selma Drain RR4 - Refurbish - R4_1_1-DS - DROP STRUCTURES (ALL) - Irrigation Common Strategy Drain (30Yr Pln) (Item 5.0) | 3.7809
2023 | 0000021232 | WLIW | 04-01 | 5160757 | EME-SEL-IRR-GSTN-001-GAUG | Selma Ch - Replace - 001-GAUG - GAUGING EQUIPMENT - Replacement & Refurbishment Life Strategy | 10.2143
2023 | 0000021234 | WLIW | 04-01 | 5160758 | EME-WEE-IRR-GSTN-001-GAUG | Weemah System - Replace - 001-GAUG - GAUGING EQUIPMENT - Replacement & Refurbishment Life Strategy | 7.3783
2023 | 0000032530 | WBIG | 04-01 | 5161066 | BIA-GIGI-MON-PSTNM-ELEC-SWB2 | Monduran PSTN - Replace - ELEC-SWB2 - VAC PRIM SYS CUBICLE - Replace & Refurb Strategy & Irrig Com Strat (Item 1.0) | 11.1358
2023 | 0000006544 | WKIA | 04-01 | 5177230 | ETO-OMC-CH20_1-SO-SO01 | Oakenden MC - Replace - CH20_1-SO-SO01 - RPLC SCOUR VALVE - Irrigation Scheme Common Strategy (30Yr Pln) (Items 6.0 & 6.1) | 5.6646
2023 | 0000006545 | WKIA | 04-01 | 5177230 | ETO-OMC-CH20_2-SO-SO01 | Oakenden MC - Replace - CH20_2-SO-SO01 - RPLC SCOUR VALVE - Irrigation Scheme Common Strategy (30Yr Pln) (Items 6.0 & 6.1) | 5.6646
2023 | 0000002716 | WLIW | 04-01 | 5177911 | EME-SEL-IRR-PSTN-BLKS | Selma PSTN - Refurbish - PSTN-BLKS - BAULKS - Replacement & Refurbishment Life Strategy | 23.5744
2023 | 0000020050 | WLIW | 04-01 | 5177912 | EME-SEL-IRR-PSTN-PO04 | Selma PSTN - Replace - PSTN-PO04 - RAW WATER PMP SYS - Replacement & Refurbishment Life Strategy | 9.6828
2023 | 0000067559 | WLIW | 04-01 | 5177914 | EME-SEL-IRR-S1_B-PSTN-PUMP | Selma PSTN S1 - Refurbish - PSTN-PUMP - PUMP - Replacement & Refurbishment Life Strategy | 33.903
2023 | 0000008121 | WMIM | 04-01 | 5178005 | MDA-SOU-IRR-MC-CR20-GATE | Southedge MC - Refurbish - CR20-GATE - AMIL GTE BLST & PAINT - Float Regulating Gate Refurbishment Strategy | 16.1198
2023 | 0000008122 | WMIM | 04-01 | 5178005 | MDA-SOU-IRR-MC-CR21-GATE | Southedge MC - Refurbish - CR21-GATE - AMIL GTE BLST & PAINT - Float Regulating Gate Refurbishment Strategy | 16.1198
2023 | 0000008123 | WMIM | 04-01 | 5178005 | MDA-SOU-IRR-MC-CR22-GATE | Southedge MC - Refurbish - CR22-GATE - AMIL GTE BLST & PAINT - Float Regulating Gate Refurbishment Strategy | 16.1198
2023 | 0000008124 | WMIM | 04-01 | 5178005 | MDA-SOU-IRR-MC-CR23-GATE | Southedge MC - Refurbish - CR23-GATE - AMIL GTE BLST & PAINT - Float Regulating Gate Refurbishment Strategy | 16.1198
2023 | 0000008125 | WMIM | 04-01 | 5178005 | MDA-SOU-IRR-MC-CR24-GATE | Southedge MC - Refurbish - CR24-GATE - AMIL GTE BLST & PAINT - Float Regulating Gate Refurbishment Strategy | 16.1198
2023 | 0000008126 | WMIM | 04-01 | 5178005 | MDA-SOU-IRR-MC-CR25-GATE | Southedge MC - Refurbish - CR25-GATE - AMIL GTE BLST & PAINT - Float Regulating Gate Refurbishment Strategy | 16.1198
2023 | 0000008119 | WMIM | 04-01 | 5178005 | MDA-SOU-IRR-MC-OVF-OVF6-GATE | Southedge MC - Refurbish - OVF6-GATE - AMIL GTE BLST & PAINT - Float Regulating Gate Refurbishment Strategy | 16.1198
2023 | 0000008120 | WMIM | 04-01 | 5178005 | MDA-SOU-IRR-MC-OVF-OVF7-GATE | Southedge MC - Refurbish - OVF7-GATE - AMIL GTE BLST & PAINT - Float Regulating Gate Refurbishment Strategy | 16.1198
2023 | 0000008201 | WMIM | 04-01 | 5206636 | MDA-SWL-WBI-MC-OVF-GT01 | South Walsh MC - Refurbish - OVF-GT01 - AMIL GTE BLST & PAINT - Float Regulating Gate Refurbishment Strategy | 18.3777
2023 | 0000074321 | WKIA | 04-01 | 5178555 | ETO-MTA-PSTN-PUN3-DV | Mt Alice PSTN - Refurbish - PUN3-DV - RFRB VLV ACTUATOR - Replace & Refurb Strategy & Irrig Com Strat (Item 1.0) | 6.3062
2023 | 0000069174 | WABB | 04-01 | 5180017 | BDK-BDR-BFD-WAA-WAL-ACC | Replace Air Conditioner, 8.1Kw Mitsubishi | 8.7455
2023 | 0000006857 | WKBE | 04-01 | 5188074 | KIN-MIR-PSTN3-PUN2-PUMP | Mirani PSTN3 - Refurbish Pump Unit #2 | 38.406
2023 | 0000020045 | WLIW | 04-01 | 5191610 | EME-SEL-IRR-PSTN-DWS-PP | Selma PSTN - Replace - DWS-PP - PRESSURE PUMP - Replacement & Refurbishment Life Strategy | 5.3072
2023 | 0000002144 | WLIW | 04-01 | 5160444 | EME-SEL-IRR-S2-P001-PI01 | Selma Ch S2 - Refurbish - P001-PI01 - RFRB GATE & SCREEN - Replace & Refurb Strategy & Irrig Com Strat (Item 10.1) | 3.8424
2023 | 0000002550 | WLIW | 04-01 | 5191613 | EME-SEL-IRR-S2-SI01-PI01 | Selma Ch S2 - Refurbish - SI01-PI01 - RFRB SAFETY SCREENS - Irrigation Common Strategy (30Yr Pln) (Item 10.1) | 4.1149
2023 | 0000002551 | WLIW | 04-01 | 5191613 | EME-SEL-IRR-S2-SI01-PI02 | Selma Ch S2 - Refurbish - SI01-PI02 - RFRB SAFETY SCREENS - Irrigation Common Strategy (30Yr Pln) (Item 10.1) | 4.1149
2023 | 0000002578 | WLIW | 04-01 | 5191613 | EME-SEL-IRR-SMC-SI-SI02-INLT | Selma MC - Refurbish - SI02-INLT - RFRB SAFETY SCREENS @ HWY - Irrigation Common Strategy (30Yr Pln) (Item 10.1) | 4.1149
2023 | 0000002150 | WLIW | 04-01 | 5191614 | EME-SEL-IRR-SMC-OVF-OVF1-GATE | Selma MC - Refurbish - OVF1-GATE - AMIL GATE - Float Regulating Gate Refurbishment Strategy | 2.8879
2023 | 0000002392 | WLIW | 04-01 | 5191614 | EME-SEL-IRR-SMC-RG-RG01-AMIL | Selma MC - Refurbish - RG01-AMIL - AMIL GATES (4) (ORIGINAL) - Replacement & Refurbishment Life Strategy | 8.7444
2023 | 0000002559 | WLIW | 04-01 | 5192283 | EME-SEL-IRR-S3-CO-CO01 | Selma Ch S3 - Refurbish - CO-CO01 - CHANNEL O/TAKE TO S3/1 2615.18 - Replacement & Refurbishment Strategy | 8.456
2023 | 0000002832 | WLIW | 04-01 | 5192283 | EME-SEL-IRR-S3-CO-CO02 | Selma Ch S3 - Refurbish - CO-CO02 - CHANNEL O/TAKE TO S3/2 4255.62 - Replacement & Refurbishment Strategy | 8.456
2023 | 0000002538 | WLIW | 04-01 | 5192290 | EME-SEL-IRR-PSTN-GT02-GATE | Selma PSTN - Refurbish - GT02-GATE - FIXED WEEL GATE - Replacement & Refurbishment Life Strategy | 25.5389
2023 | 0000021371 | WLIW | 04-01 | 5192295 | EME-SEL-IRR-CNTL-RSTN3 | Selma Ch - Replace - NTL-RSTN3 - REPEATER STN/MONIT - Replace & Refurb Strategy & Irrig Com Strat (Item 1.0) | 12.5825
2023 | 0000061834 | WIBH | 04-01 | 5194985 | CHW-CDM-CHI-WAW | Refurbishment: Repairs to the concrete face of the weir. | 15.2939
2023 | 0000073582 | WABB | 04-01 |  | BDK-BDR-BFD-OWK-CND-003 | Refurbish Penstock 3 Liner at Burdekin Falls Dam (2016 Comp DS Rec 6.3.3a) | 40.1937
2023 | 0000000963 | WABB | 04-01 | 5134154 | BDK-BDR-BFD-OWK-GTR-003 | Refurbish: Replace Radial Gate - Patch Paint | 21.687
2023 | 0000006286 | WKBB | 04-01 |  | BBR-BKN-EUG-OWK-OLT-VLV-VLG-001 | Refurbish guard valve 1 | 59.784
2023 | 0000006287 | WKBB | 04-01 |  | BBR-BKN-EUG-OWK-OLT-VLV-VLG-002 | Refurbish guard valve 2 | 59.784
2023 | 0000076150 | WBBB | 04-01 | 5209483 | BUN-BURN-SWBU | Replace Meter Program (10 per year) - Burnett River (P2) | 55.6269
2023 | 0000076151 | WBBB | 04-01 | 5209485 | BUN-KOLA-SWKO | Replace Meter Program (4 per year) - Kolan River (P2) | 22.2732
2023 | 0000076152 | WBBL | 04-01 | 5209486 | MVA-MRRS-MO | Replace Meter Program (3 per year) - Mary River (P2) | 16.6804
2023 | 0000076153 | WBBL | 04-01 | 5209487 | MVA-TCRS-MO | Replace Meter Program (2 per year) - Tinana Stream (P2) | 11.127
2023 | 0000076154 | WBBU | 04-01 | 5209488 | UBP-SWUB | Replace Meter Program (11 per year) - Upper Burnett (P2) | 61.253
2023 | 0000076506 | WLBN | 04-01 |  | NMA-MCK-MO | Replace Meter Program (2 per year) - Mackenzie River | 30.8437
2023 | 0000075742 | WABB | 04-01 |  | BDK-BDR-BFD-OWK-GTR-003 | Install walkways, ladders, handrails above radial gate 3 - Burdekin Falls Dam | 40.1937
2023 | 0000076080 | WABB | 04-01 |  | BDK-BDR-CLW-GTE-GTF-HYD | Refurbish Hydraulic System and cylinders - Stage 6 | 667.2152
2023 | 0000076370 | WLBN | 04-01 |  | NMA-NGA-FAI-OWK-002-ILT-BDG | Complete Last Phase of the Rock Stability work on the rock face on the right abutment adjacent to the Weemah inlet tower. | 664.2672
2023 | 0000075829 | WLBC | 04-01 | 5204656 | CVA-DIVC-SI | Refurbish Siphons A to U on DIVC (Options Study) | 18.2252
2023 | 0000075913 | WBIC | 04-01 | 5207329 | LOW-OW-PSTN | Owanyilla PSTN - Inspect - OW-PSTN - HV INSP & TESTING - HV & LV Installation/Maintenance & Inspections AM 26 | 12.9183
2023 | 0000075997 | WKIA | 04-01 | 5207347 | ETO | Eton System - Investigate - ETO - ETO SCOUR VALVE REPL STDY - Material Project (QCA) Control Equip Option Analysis AM11_G04 | 9.9372
2023 | 0000075909 | WBIG | 04-01 | 5207353 | BIA-GIGI-MON-PSTNM | Monduran PSTN - Inspect - MON-PSTNM - HV INSP & TESTING - HV & LV Installation/Maintenance & Inspections AM 26 | 12.7683
2023 | 0000075912 | WBIG | 04-01 | 5207362 | BIA-ISIS-PSTNDB | Don Beattie PSTN - Inspect - IS-PSTNDB - HV INSP & TESTING - HV & LV Installation/Maintenance & Inspections AM 26 | 12.7683
2023 | 0000076000 | WBIG | 04-01 | 5207376 | BIA-WOON-PSTNW | Woongarra PSTN - Inspect - PSTNW - HV INSP & TESTING - HV & LV Installation/Maintenance & Inspections AM 26 | 12.7683
2023 | 0000075908 | WBIG | 04-01 | 5207379 | BIA-GOOB-PSTN | Gooburrum PSTN - Inspect - GOOB-PSTN - HV INSP & TESTING - HV & LV Installation/Maintenance & Inspections AM 26 | 12.7683
2023 | 0000075746 | WBIG | 04-01 | 5207386 | BIA-ISIS-PSTNDH-ACON | Dinner Hill PSTN - Replace - PSTNDH-ACON - AIRCONDITIONER - Replacement & Refurbishment Life Strategy | 6.8231
2023 | 0000076003 | WBIG | 04-01 | 5207402 | BIA-WOON-PSTNW-PUN2-PUMP | Woongarra PSTN - PSTNW REFURBISH PUMP 2 - Replacement & Refurbishment Life Strategy | 122.4508
2023 | 0000076168 | WBBB | 04-01 | 5210199 | BUN-BUR-BAB-SHT | Build & install 10 new shutters at Ben Anderson Barrage | 356.964
2023 | 0000076206 | WBBB | 04-01 | 5211264 | BUN-KOL-KLB-FWY-STR | Replace fishway baffle supports - Kolan Barrage (2017 DS Rec 2.4.2) | 54.4431
2023 | 0000076324 | WBIC | 04-01 | 5212382 | LOW-OW-PSTN-ELEC-CNTL | Owanyilla PSTN - Replace - ELEC-CNTL - CONT EQUIP REPLACE STG II - Replace & Refurb Strategy & Irrig Com Strat (Item 1.0) | 355.6674
2023 | 0000076388 | WMIM | 04-01 | 5212525 | MDA | Mareeba System - Refurbish - MDA - CONCRETE LINING RFRB WKS - Irrigation Common Strategy Concrete Ch (30Yr Pln) (Item 2.0) | 644.6717
2023 | 0000076314 | WBIG | 04-01 | 5212543 | BIA-ISIS-PSTNQP-ELEC-SWB2 | Quart Pot PSTN - Study - ELEC-SWB2 - RPLC OPTIONS/ANALYS - Material Project (QCA) Options Analysis AM11_G04 | 11.2177
2023 | 0000076316 | WBIG | 04-01 | 5212544 | BIA-ISIS-PSTNDB-ELEC-SWB2 | Don Beattie PSTN - Study - ELEC-SWB2 - RPLC OPTIONS/ANALYS - Material Project (QCA) Options Analysis AM11_G04 | 11.2177
2023 | 0000075350 | WBBR | 01-10 | 5194905 | BBA-BKR-BPD-SFC-REC | Handover Recreational Facilities - Bjelke-Petersen Dam | 0
2023 | 0000076685 | WKBE | 04-01 | 5216058 | KIN-LCY-KID-PTG | Refurbish Kinchant Dam Borrow pits - clean and profile drains | 73.474
2023 | 0000076584 | WKBE | 04-01 |  | KIN-LCY-KID | Study: Bathymetric survey of Kinchant Dam | 92.9974
2024 | 0000069874 | WKBB | 04-01 | 5113202 | BBR-GOSS-PSTN-PUN2-PUMP | Refurbish Pump 2 - Gattonvale PSTN | 80.9901
2024 | 0000001500 | WAIE | 04-01 | 5146077 | BRI-DIST-CLAR-IRR-PSTNB-PUN3-PUMP | Clare PSTN B - Refurbish - PUN3-PUMP - SUBMERSIBLE PUMP NO 3 - Replacement & Refurbishment Life Strategy | 48.4055
2024 | 0000072715 | WKBP | 04-01 | 5160277 | PIO-PIR-TEM-DAS-002-OWK-ILT-RAC | Refurbish: Blast and Repaint intake trash racks | 29.088
2024 | 0000003162 | WLBN | 04-01 | 5160405 | NMA-NGA-FAI-OWK-002-ILT-BDG | Inspect Spillway Bridge - Level 2 Bridge Inspection - Fairbairn Dam Spillway | 27.4324
2024 | 0000065117 | WKBP | 04-01 | 5164289 | PIO-MO | Replace existing flow meter (1 per year) (P2) - Pioneer River | 5.8364
2024 | 0000065120 | WKBB | 04-01 | 5164294 | BBR-BOWN-MO | Replace existing flow meter (1 per year) (P2) | 5.2676
2024 | 0000065142 | WMBM | 04-01 | 5164316 | TIN-BR-BRMO | Replace Meter Program (3 per year) - Barron River (P2) | 17.4664
2024 | 0000065143 | WABB | 04-01 | 5212586 | BDK-BURD-BURD-MO | Replace Meter Program (3 per year) - Burdekin River (P2) | 17.4664
2024 | 0000008908 | WIBU | 04-01 | 5164323 | UCO-UCR-MO | Replacement meter program as per 2015 UCO strategy | 44.8306
2024 | 0000065148 | WIBH | 04-01 | 5164326 | CHW-MO | Replacement of Chinchilla Meter Outlets - 2015 IBHStrategy | 13.1247
2024 | 0000065104 | WLBC | 04-01 | 5164410 | CVA-CALR-MO | Meter Replacement (12 per year) - Callide Valley (P2) | 69.7075
2024 | 0000065103 | WLBD | 04-01 | 5164413 | DAW-DAWR-MO | Meter Replacement - Dawson Valley (7 per year) (P2) | 94.6411
2024 | 0000065089 | WBBR | 04-01 | 5173603 | BBA-BBRS-MO | Replace Meter Program (11 per year) - Barker Barambah (P2) | 12.1776
2024 | 0000067328 | WBBR | 04-01 | 5173604 | BBA-URG-FMO | Replace Customer Meter (1 Per Year) - Upper Redgate (P2) | 5.7326
2024 | 0000065090 | WBBY | 04-01 | 5173605 | BYR-MO | Replace Meter Program (3 per year) - Boyne River (P2) | 17.0967
2024 | 0000008922 | WIBS | 04-01 | 5176728 | BAL-BALO | Replacement of St George River meters - 2015 IBS Strategy (P2) | 14.4655
2024 | 0000065147 | WIBT | 04-01 | 5176730 | MAB-MO | Replacement Meter strategy for IBT as developed in 2015 (P2) | 26.2215
2024 | 0000002190 | WLBN | 04-01 | 5179994 | NMA-NGA-FAI-DAS-002-OWS-ILS-RAC | Refurbish: Trash racks & Guides - regalvanise/paint as required | 39.4118
2024 | 0000005462 | WBBU | 04-01 | 5193242 | UBP-BUR-WHA-OWS-ILS-SCN | Refurbish Screen - repaint & repair | 39.9271
2024 | 0000069875 | WKBB | 04-01 | 5194520 | BBR-GOSS-PSTN-PUN3-PUMP | Refurbish Pump 3 - Gattonvale PSTN | 73.7398
2024 | 0000065102 | WLBT | 04-01 | 5195027 | TMC-MO | Meter Replacement Three Moon Creek (8 per year) (P2) | 45.5985
2024 | 0000065145 | WABP | 04-01 | 5195028 | PRO-PRIA-PRS-MO | Replace Meter Program (8 per year) - Proserpine River (P2) | 35.305
2024 | 0000075400 | WLBT | 04-01 | 5195202 | TMC-TMW-AVI-ABT | Install safe access to outlet valve - Avis Weir | 50.7486
2024 | 0000075402 | WLBT | 04-01 | 5195204 | TMC-TMW-MUL-OWS | Install safe access to outlet works - Mulgildie Weir | 67.9221
2024 | 0000069994 | WBBB | 04-01 |  | BUN-BUR-BAB-ELE-SWB-001 | Options Study: Replace Main Distribution Board Right Bank - Ben Andersen Barrage | 9.8163
2024 | 0000069996 | WBBB | 04-01 |  | BUN-BUR-BAB-ELE-SWB-002 | Options Study: Replace Hydraulic Cubical Switchboard | 9.8163
2024 | 0000069998 | WBBB | 04-01 |  | BUN-BUR-BAB-ELE-SWB-003 | Options Study: Replace Distribution Board Left Bank | 10.3083
2024 | 0000072583 | WLBN | 04-01 |  | NMA-NGA-FAI-OWK-002-ILT-RAC-001 | Patch Paint Trash Racks (Subject to 5Y inspection) | 31.1638
2024 | 0000065776 | WLBT | 04-01 |  | TMC-TMW-MUL-OWS-ILS-RAC | Refurbish Trash Screen | 13.0884
2024 | 0000009411 | WIBS | 04-01 | 5092371 | BAL-BAR-BMD-SFC-RDD-001 | Refurbish: Reseal / Maintain road that turns off to Sunwater Houses/Office | 9.5309
2024 | 0000003896 | WBIG | 04-01 | 5145839 | BIA-ISIS-PSTNQP-PUN2-MOST | Quart Pot PSTN - Refurbish - PUN2-MOST - MOTOR STARTER - Replace & Refurb Strategy & Irrig Com Strat (Item 1.1) | 37.3297
2024 | 0000003898 | WBIG | 04-01 | 5145853 | BIA-ISIS-PSTNQP-PUN4-MOST | Quart Pot PSTN - Refurbish - PUN4-MOST - MOTOR STARTER - Replace & Refurb Strategy & Irrig Com Strat (Item 1.1) | 27.4427
2024 | 0000061714 | WBBY | 04-01 | 5151529 | BYR-BOY-BOO-OWK-ILT-RAC | Patch-paint trash screens during removal (2014DS 7.3a) | 27.0233
2024 | 0000048821 | WLBD | 04-01 | 5156771 | DAW-DAR-GYR | Study: WEIR PROGRAM -: 5yr Dam Comprehensive Inspection | 33.0117
2024 | 0000048822 | WLBD | 04-01 | 5156772 | DAW-DAR-MOU | Study: WEIR PROGRAM -: 5yr Dam Comprehensive Inspection | 35.2633
2024 | 0000049741 | WLBD | 04-01 | 5156774 | DAW-DAR-THW | Study: WEIR PROGRAM - 5 Yearly comprehensive inspection of Weir and Anabranch | 31.4014
2024 | 0000009478 | WIBU | 04-01 | 5159296 | UCO-CDM-LES | Study: 5yr Dam Comprehensive Inspection (by 1 Jun 2019) | 119.6135
2024 | 0000006372 | WKBP | 04-01 | 5160219 | PIO-PIR-MIW-OWS-CND-001 | Provide corrosion protection to outlet pipes and associated works | 13.2408
2024 | 0000003163 | WLBN | 04-01 | 5160410 | NMA-NGA-FAI-OWK-002-ILT-RAC-002 | Refurbish Trash Racks | 31.8783
2024 | 0000057177 | WBBB | 04-01 | 5160438 | BUN-BUR-NCW-INN-SNR | Options Study: replace tailwater quality sensor | 12.3666
2024 | 0000055122 | WLBN | 04-01 | 5160562 | NMA-MCK-BDW-SPW | Clean weep holes on left and right training walls and repeat on a five year frequency | 9.6615
2024 | 0000001333 | WABP | 04-01 | 5160610 | PRO-PRR-PFD | Study: 5yr Dam Comprehensive Inspection (includes Elec Insp) | 145.4339
2024 | 0000008492 | WMBM | 04-01 | 5160648 | TIN-BRN-TID | Study: 5yr Dam Comprehensive Inspection (by Dec) | 158.8609
2024 | 0000008352 | WMIM | 04-01 |  | MDA-ARR-IRR-MC-CR01-RG | Arriga MC - Refurbish - CR01-RG - REG GATE (MAIN CHANNEL) - Replacement & Refurbishment Life Strategy | 14.6534
2024 | 0000058294 | WMBM | 04-01 | 5161209 | TIN-BRN-TID-SPW-STS-SPB-SPA | Clean out and patch repair spillway surface defects (2013 DS Rec. 6.3.1) | 7.6424
2024 | 0000065095 | WBBU | 04-01 | 5164206 | UBP-SWJG | Replace Meter Program (1 per year) - John Goleby (P2) | 5.7326
2024 | 0000005171 | WBBR | 04-01 | 5173685 | BBA-BKR-BPD | Study: 5yr Dam Comprehensive inspection - Civil, Mech & Elec (by 1 Dec 2018) | 131.6496
2024 | 0000048339 | WBBY | 04-01 | 5173687 | BYR-BOY-BOO | Study: 5yr Dam Comprehensive Inspection - Civil, Mech & Elec (by 1 Jun 2019) | 144.2893
2024 | 0000067538 | WAIE | 04-01 |  | BRI-DIST-HAUG-IRR-HMC-MO-M066-METR | Haughton MC - Replace - M066-METR - BATESCREW GATE 55379R - Replacement & Refurbishment Life Strategy | 14.6118
2024 | 0000067537 | WAIE | 04-01 |  | BRI-DIST-HAUG-IRR-HMC-MO-M076-METR | Haughton MC - Replace - M076-METR - BATESCREW GATE 53300 - Replacement & Refurbishment Life Strategy | 17.533
2024 | 0000069841 | WIBU | 04-02 | 5177903 | UCO-CDM-LES-SFC-REC-PLA | Replace: Instigate a replacement of playground equipment to maintain same standards, but ensure playground safety | 0
2024 | 0000071233 | WBBB | 04-01 |  | BUN-KOL-FHD-INN-INS-002 | Options Study: Replace Internal Settlement Instrumentation | 26.1768
2024 | 0000071781 | WBBU | 04-01 |  | UBP-BUR-JOG-OWS-ILS-LAD-LAL | Refurbish: Intake Tower Ladders | 19.6326
2024 | 0000049743 | WLBD | 04-01 | 5216469 | DAW-DAR-GLE | Glebe Weir - DAR-GLE - Inspection - 5 YEARLY COMPREHENSIVE INSPECTION - DAM SAFETY PROGRAM | 39.7781
2024 | 0000000881 | WAIE | 04-01 | 5121455 | BRI-DIST-MILL-IRR-CH02-RG105-GATE | Millaroo Ch 2 - Refurbish - G105-GATE - - ELECTRONIC EQU & HOIST - Replacement & Refurbishment Life Strategy | 25.0633
2024 | 0000000882 | WAIE | 04-01 | 5121455 | BRI-DIST-MILL-IRR-CH02-RG106-GATE | Millaroo Ch 2 - Refurbish - G106-GATE - - ELECTRONIC EQU & HOIST - Replacement & Refurbishment Life Strategy | 25.0633
2024 | 0000000883 | WAIE | 04-01 | 5121455 | BRI-DIST-MILL-IRR-CH02-RG107-GATE | Millaroo Ch 2 - Refurbish - G107-GATE - - ELECTRONIC EQU & HOIST - Replacement & Refurbishment Life Strategy | 25.0633
2024 | 0000014335 | WAIE | 04-01 | 5145887 | BRI-DIST-MILL-IRR-PSTNA-CNTL | Millaroo PSTN A - Replace - PSTNA-CNTL - CONTROL EQUIPMENT - Replace & Refurb Strategy & Irrig Com Strat (Item 1.0) | 186.1063
2024 | 0000008353 | WMIM | 04-01 |  | MDA-ARR-IRR-MC-CR02-GATE | Arriga MC - Refurbish - CR02-GATE - REGULATING GATE - Replacement & Refurbishment Life Strategy | 22.932
2024 | 0000007945 | WMIM | 04-01 |  | MDA-MAR-IRR-MC-CR02-GT02 | Mareeba MC - Refurbish - CR02-GT02 - REGULATING GATE 2 OUTLET - Replacement & Refurbishment Life Strategy | 17.1981
2024 | 0000058831 | WAIE | 04-01 | 5159744 | BRI-DIST-HAUG-IRR-HMCH-RG03-GT01 | Haughton MC HWKS - Refurbish - RG03-GT01 - LH RADIAL GATE - Replacement & Refurbishment Life Strategy | 32.7975
2024 | 0000058832 | WAIE | 04-01 | 5159744 | BRI-DIST-HAUG-IRR-HMCH-RG03-GT02 | Haughton MC HWKS - Refurbish - RG03-GT02 - RH RADIAL GATE - Replacement & Refurbishment Life Strategy | 32.7975
2024 | 0000058833 | WAIE | 04-01 | 5159838 | BRI-DIST-HAUG-IRR-HMCH-RG04-GT01 | Haughton MC HWKS - Refurbish - RG04-GT01 - LH RADIAL GATE - Replacement & Refurbishment Life Strategy | 24.9489
2024 | 0000058834 | WAIE | 04-01 | 5159838 | BRI-DIST-HAUG-IRR-HMCH-RG04-GT02 | Haughton MC HWKS - Refurbish - RG04-GT02 - RH RADIAL GATE - Replacement & Refurbishment Life Strategy | 24.9489
2024 | 0000067540 | WAIE | 04-01 | 5174473 | BRI-DIST-HAUG-IRR-HMC-MO-M012-METR | Haughton MC - Replace - M012-METR - - BATESCREW GATE 57755R - Replacement & Refurbishment Life Strategy | 10.5707
2024 | 0000075110 | WAIE | 04-01 | 5174473 | BRI-DIST-HAUG-IRR-HMC-MO-M018-GATE | Haughton MC - Replace - M018-GATE - BATESCREW GATE 450 - Replacement & Refurbishment Life Strategy | 10.5707
2024 | 0000075112 | WAIE | 04-01 | 5174473 | BRI-DIST-HAUG-IRR-HMC-MO-M033-GATE | Haughton MC - Replace - M033-GATE - BATESCREW GATE 450 - Replacement & Refurbishment Life Strategy | 10.5707
2024 | 0000067534 | WAIE | 04-01 | 5174473 | BRI-DIST-HAUG-IRR-HMC-MO-M082-METR | Haughton MC - Replace - M082-METR - - BATESCREW GATE 51000L - Replacement & Refurbishment Life Strategy | 10.5707
2024 | 0000067541 | WAIE | 04-01 | 5174473 | BRI-DIST-HAUG-IRR-HMC-MO-M088 | Haughton MC - Replace - MO-M088 - - BATESCREW GATE 58700R - Replacement & Refurbishment Life Strategy | 10.5707
2024 | 0000067532 | WAIE | 04-01 | 5174473 | BRI-DIST-HAUG-IRR-HMC-OVF-OVF20 | Haughton MC - Replace - OVF-OVF20 - OVERFLOW STRUCTURE 46050 - Replacement & Refurbishment Life Strategy | 10.5707
2024 | 0000067539 | WAIE | 04-01 | 5174473 | BRI-DIST-HAUG-IRR-HMC-OVF-OVF27 | Haughton MC - Replace - OVF-OVF27 - BANK OVERFLOW 56250 - Replacement & Refurbishment Life Strategy | 10.5707
2024 | 0000070520 | WLBD | 04-01 |  | DAW-DAR-MOU-ELE-CNL | Replace Control Equipment - Scope Development, Design, Procurement | 82.3461
2024 | 0000070466 | WLBC | 04-01 | 5175338 | CVA-CLC-CAL-ELE-SWB-005 | Replace Switchboard - Control Diesel Generator (Option Analysis) | 15.3285
2024 | 0000058835 | WAIE | 04-01 | 5176682 | BRI-DIST-HAUG-IRR-HMCH-RG05-GT01 | Haughton MC HWKS - Refurbish - RG05-GT01 - LH RADIAL GATE - Replacement & Refurbishment Life Strategy | 35.0003
2024 | 0000058836 | WAIE | 04-01 | 5176682 | BRI-DIST-HAUG-IRR-HMCH-RG05-GT02 | Haughton MC HWKS - Refurbish - RG05-GT02 - RH RADIAL GATE - Replacement & Refurbishment Life Strategy | 35.0003
2024 | 0000064970 | WIBU | 04-01 | 5177929 | UCO-CDM-LES-OWK-001-OLT-VLV-VLR-001 | Refurbishment: remove cone valve and refurbish - this will be confirmed by 2020 5 yearly Dam Safety (last 2002) | 36.4059
2024 | 0000000644 | WAIE | 04-01 | 5191566 | BRI-DIST-HAUG-IRR-HMC-RG09-CNTL | Haughton MC - Replace - RG09-CNTL - CONTROL EQUIPMENT - Replace & Refurb Strategy & Irrig Com Strat (Item 1.0) | 10.6013
2024 | 0000000645 | WAIE | 04-01 | 5191566 | BRI-DIST-HAUG-IRR-HMC-RG10-CNTL | Haughton MC - Replace - RG10-CNTL - CONTROL EQUIPMENT - Replace & Refurb Strategy & Irrig Com Strat (Item 1.0) | 10.6013
2024 | 0000000646 | WAIE | 04-01 | 5191566 | BRI-DIST-HAUG-IRR-HMC-RG11-CNTL | Haughton MC - Replace - RG11-CNTL - CONTROL EQUIPMENT - Replace & Refurb Strategy & Irrig Com Strat (Item 1.0) | 10.6013
2024 | 0000000647 | WAIE | 04-01 | 5191566 | BRI-DIST-HAUG-IRR-HMC-RG12-CNTL | Haughton MC - Replace - RG12-CNTL - CONTROL EQUIPMENT - Replace & Refurb Strategy & Irrig Com Strat (Item 1.0) | 10.6013
2024 | 0000000648 | WAIE | 04-01 | 5191566 | BRI-DIST-HAUG-IRR-HMC-RG13-CNTL | Haughton MC - Replace - RG13-CNTL - CONTROL EQUIPMENT - Replace & Refurb Strategy & Irrig Com Strat (Item 1.0) | 10.6013
2024 | 0000000649 | WAIE | 04-01 | 5191566 | BRI-DIST-HAUG-IRR-HMC-RG14-CNTL | Haughton MC - Replace - RG14-CNTL - CONTROL EQUIPMENT - Replace & Refurb Strategy & Irrig Com Strat (Item 1.0) | 10.6013
2024 | 0000000650 | WAIE | 04-01 | 5191566 | BRI-DIST-HAUG-IRR-HMC-RG15-CNTL | Haughton MC - Replace - RG15-CNTL - CONTROL EQUIPMENT - Replace & Refurb Strategy & Irrig Com Strat (Item 1.0) | 10.6013
2024 | 0000000651 | WAIE | 04-01 | 5191566 | BRI-DIST-HAUG-IRR-HMC-RG90-CNTL | Haughton MC - Replace - RG90-CNTL - CONTROL EQUIPMENT - Replace & Refurb Strategy & Irrig Com Strat (Item 1.0) | 10.6013
2024 | 0000067542 | WAIE | 04-01 | 5192535 | BRI-DIST-HAUG-IRR-HMC-MO-M020-METR | Haughton MC - Replace - M020-METR - - BATESCREW GATE 60796L - Replacement & Refurbishment Life Strategy | 8.9833
2024 | 0000075113 | WAIE | 04-01 | 5192535 | BRI-DIST-HAUG-IRR-HMC-MO-M034-GATE | Haughton MC - Replace - M034-GATE - BATESCREW GATE 450 - Replacement & Refurbishment Life Strategy | 8.9833
2024 | 0000067536 | WAIE | 04-01 | 5192535 | BRI-DIST-HAUG-IRR-HMC-MO-M075-METR | Haughton MC - Replace - M075-METR - - BATESCREW GATE 53300R - Replacement & Refurbishment Life Strategy | 8.9833
2024 | 0000056553 | WLBC | 04-01 |  | CVA-CLC-CAL-ELE-SWB-001 | Replace Switchboard - Main Elec Services Bldg - design, procure | 54.661
2024 | 0000069813 | WLBC | 04-01 | 5156729 | CVA-CLC-CAL-ELE-SWB-007 | Replace Switchboard - Bldg Serv Hydraulic Bldg Procure Install | 23.3766
2024 | 0000058837 | WAIE | 04-01 | 5191089 | BRI-DIST-HAUG-IRR-HMCH-RG06-GT01 | Haughton MC HWKS - Refurbish - RG06-GT01 - LH RADIAL GATE - Replacement & Refurbishment Life Strategy | 25.9647
2024 | 0000058838 | WAIE | 04-01 | 5191089 | BRI-DIST-HAUG-IRR-HMCH-RG06-GT02 | Haughton MC HWKS - Refurbish - RG06-GT02 - RH RADIAL GATE - Replacement & Refurbishment Life Strategy | 25.9647
2024 | 0000000607 | WAIE | 04-01 | 5191127 | BRI-DIST-HAUG-IRR-HMC-RG08-GATE | Haughton MC - Refurbish - RG08-GATE - REGULATING GATE - Replacement & Refurbishment Life Strategy | 11.6879
2024 | 0000011333 | WAIE | 04-01 | 5207115 | BRI-DIST-ELLT-IRR-E1-RG49-GBX | Elliot Ch E1 - Replace - RG49-GBX - RIGHT ANGLED GEARBOX - Replacement & Refurbishment Life Strategy | 3.3103
2024 | 0000051691 | WAIE | 04-01 | 5191138 | BRI-DIST-CLAR-IRR-CB8_1-CO01 | Clare Ch B8 - Replace - B8_1-CO01 - GATE, 610MM SLUICE ARMCO - Replacement & Refurbishment Life Strategy | 8.7333
2024 | 0000011927 | WAIE | 04-01 | 5192537 | BRI-DIST-BARR-IRR-BA8_1-SI04-GATE | Barratta Ch Ba8 - Replace - SI04-GATE - 450 DIA BATESCREW GATE - Replacement & Refurbishment Life Strategy | 8.7711
2024 | 0000008685 | WMIM | 04-01 | 5195017 | MDA-NWL-IRR-RELF-PSTNA-PUN1-NRV | Paddy's Green A PSTN - Replace - PUN1-NRV - RPLC NRV 1 - Replace & Refurb Strategy & Irrig Com Strat (Item 6.0) | 11.1249
2024 | 0000008251 | WMIM | 04-01 | 5195017 | MDA-NWL-IRR-RELF-PSTNA-PUN1-PRV | Paddy's Green A PSTN - Replace - PUN1-PRV - RPLC PRV PUMP 1 - Pressure Vessel Standard AM.02 | 2.7566
2024 | 0000045515 | WMIM | 04-01 | 5195017 | MDA-NWL-IRR-RELF-PSTNA-PUN1-PUMP | Paddy's Green A PSTN - Replace - PUN1-PUMP - RPLC PUMP 1 - Replacement & Refurbishment Life Strategy | 236.5096
2024 | 0000056508 | WMIM | 04-01 | 5195017 | MDA-NWL-IRR-RELF-PSTNA-PUN2-NRV | Paddy's Green A PSTN - Replace - PUN2-NRV - RPLC NRV 2 - Replace & Refurb Strategy & Irrig Com Strat (Item 6.0) | 11.1249
2024 | 0000008252 | WMIM | 04-01 | 5195017 | MDA-NWL-IRR-RELF-PSTNA-PUN2-PRV | Paddy's Green A PSTN - Replace - PUN2-PRV - RPLC PRV PUMP 2 - Pressure Vessel Standard AM.02 | 2.7566
2024 | 0000045521 | WMIM | 04-01 | 5195017 | MDA-NWL-IRR-RELF-PSTNA-PUN2-PUMP | Paddy's Green A PSTN - Replace - PUN2-PUMP - RPLC PUMP 2 - Replacement & Refurbishment Life Strategy | 236.5096
2024 | 0000056505 | WMIM | 04-01 | 5195017 | MDA-NWL-IRR-RELF-PSTNA-PUN3-NRV | Paddy's Green A PSTN - Replace - PUN3-NRV - RPLC NRV 3 - Replace & Refurb Strategy & Irrig Com Strat (Item 6.0) | 11.1249
2024 | 0000008253 | WMIM | 04-01 | 5195017 | MDA-NWL-IRR-RELF-PSTNA-PUN3-PRV | Paddy's Green A PSTN - Replace - PUN3-PRV - RPLC PRV PUMP 3 - Pressure Vessel Standard AM.02 | 2.7566
2024 | 0000045527 | WMIM | 04-01 | 5195017 | MDA-NWL-IRR-RELF-PSTNA-PUN3-PUMP | Paddy's Green A PSTN - Replace - PUN3-PUMP - RPLC PUMP 3 - Replacement & Refurbishment Life Strategy | 236.5096
2024 | 0000008250 | WMIM | 04-01 | 5195017 | MDA-NWL-IRR-RELF-PSTNA-RM-PRV | Paddy's Green A PSTN - Replace - RM-PRV - PRES REL VLV RM - Replacement & Ref Strategy & Pressure Vessel AM.02 | 4.4415
2024 | 0000006123 | WKBB | 04-01 |  | BBR-BNR-BRW-BYP-GTE-002 | Bowen River Weir Bypass - Refurbish Right Penstock Gates, Frames & Actuators | 49.1525
2024 | 0000075036 | WAIE | 04-01 | 5206294 | BRI-DIST-BARR-IRR-BMC-MO-M001-GATE | Barratta MC - Replace - M001-GATE - BATESCREW GATE 450 - Replacement & Refurbishment Life Strategy | 9.6779
2024 | 0000000802 | WAIE | 04-01 | 5206319 | BRI-DIST-ELLT-IRR-EMC-RG35-GATE | Elliot MC - Refurbish - RG35-GATE - REGULATING GATES - Replacement & Refurbishment Life Strategy | 11.3716
2024 | 0000075103 | WAIE | 04-01 | 5206298 | BRI-DIST-HAUG-IRR-HMC-MO-M001-GATE | Haughton MC - Replace - M001-GATE - BATESCREW GATE 450 - Replacement & Refurbishment Life Strategy | 6.9644
2024 | 0000075104 | WAIE | 04-01 | 5206298 | BRI-DIST-HAUG-IRR-HMC-MO-M002-GATE | Haughton MC - Replace - M002-GATE - BATESCREW GATE 450 - Replacement & Refurbishment Life Strategy | 6.9644
2024 | 0000075105 | WAIE | 04-01 | 5206298 | BRI-DIST-HAUG-IRR-HMC-MO-M003-GATE | Haughton MC - Replace - M003-GATE - BATESCREW GATE 450 - Replacement & Refurbishment Life Strategy | 6.9644
2024 | 0000075106 | WAIE | 04-01 | 5206298 | BRI-DIST-HAUG-IRR-HMC-MO-M006-GATE | Haughton MC - Replace - M006-GATE - BATESCREW GATE 450 - Replacement & Refurbishment Life Strategy | 6.9644
2024 | 0000075107 | WAIE | 04-01 | 5206298 | BRI-DIST-HAUG-IRR-HMC-MO-M015-GATE | Haughton MC - Replace - M015-GATE - BATESCREW GATE 450 - Replacement & Refurbishment Life Strategy | 6.9644
2024 | 0000075108 | WAIE | 04-01 | 5206298 | BRI-DIST-HAUG-IRR-HMC-MO-M016-GATE | Haughton MC - Replace - M016-GATE - BATESCREW GATE 450 - Replacement & Refurbishment Life Strategy | 6.9644
2024 | 0000075109 | WAIE | 04-01 | 5206298 | BRI-DIST-HAUG-IRR-HMC-MO-M017-GATE | Haughton MC - Replace - M017-GATE - BATESCREW GATE 450 - Replacement & Refurbishment Life Strategy | 6.9644
2024 | 0000075111 | WAIE | 04-01 | 5206298 | BRI-DIST-HAUG-IRR-HMC-MO-M029-GATE | Haughton MC - Replace - M029-GATE - BATESCREW GATE 450 - Replacement & Refurbishment Life Strategy | 6.9644
2024 | 0000075114 | WAIE | 04-01 | 5206298 | BRI-DIST-HAUG-IRR-HMC-MO-M035-GATE | Haughton MC - Replace - M035-GATE - BATESCREW GATE 450 - Replacement & Refurbishment Life Strategy | 6.9644
2024 | 0000071446 | WBBB | 04-01 |  | BUN-KOL-FHD-SFC-RDD-001 | Options Study: Refurbish Roads - Fred Haigh Dam | 28.7945
2024 | 0000071447 | WBBB | 04-01 |  | BUN-KOL-FHD-SFC-RDD-002 | Options Study: Refurbish Roads - Fred Haigh Dam | 9.8163
2024 | 0000071448 | WBBB | 04-01 |  | BUN-KOL-FHD-SFC-RDD-003 | Options Study: Refurbish Roads - Fred Haigh Dam | 9.8163
2024 | 0000031234 | WBIC | 04-01 |  | LOW-WPS-PSTN-ELEC-CBLE | Walker Point PSTN - Replace - ELEC-CBLE - CABLE - Replace & Refurb Strategy & Irrig Com Strat (Item 1.2) | 190.5222
2024 | 0000073468 | WKBP | 04-01 |  | PIO-PIR-DMB-WAW-FWY-GTE-002 | Refurbish slide gate including seal repairs | 20.4979
2024 | 0000070864 | WLBT | 04-01 |  | TMC-TMW-CNI-EMB-STE-RDD | Option Study: Refurbish Embankment Crest Access Road Including Guard Railing | 6.5442
2024 | 0000005906 | WKBE | 04-01 | 5113232 | KIN-MIR-PSTN3-PUN4-P001 | Mirani PSTN3 - Dewater and inspect / replace bolts etc. @ 10yrs | 12.8824
2024 | 0000005907 | WKBE | 04-01 | 5113232 | KIN-MIR-PSTN3-PUN5-P001 | Mirani PSTN3 - Dewater and inspect / replace bolts etc. @ 10yrs | 12.8824
2024 | 0000006858 | WKBE | 04-01 | 5188071 | KIN-MIR-PSTN3-PUN4-PUMP | Refurbish PUN4 Pump - Mirani PSTN3 | 39.4248
2024 | 0000007183 | WKBE | 04-01 | 5188073 | KIN-MIR-PSTN3-PUN5-PUMP | Mirani PSTN3 - Overhaul Pump Unit 5 | 39.4248
2024 | 0000056481 | WIBS | 04-01 |  | BAL-BAR-BMD-EMB-EML-001 | Refurbish: Import appropriate material and regrade the road, removing ruts on left bank. | 10.9506
2024 | 0000070137 | WIBS | 04-01 |  | BAL-BAR-BMD-EMB-EML-002 | Refurbishment: Periodic restocking of embankment materials / filling in scours / major regrassing and establishment | 13.6883
2024 | 0000070138 | WIBS | 04-01 |  | BAL-BAR-BMD-EMB-EMR | Refurbishment: Periodic restocking of embankment materials / filling in scours / major regrassing and establishment | 13.6883
2024 | 0000009697 | WIBS | 04-01 |  | BAL-BAR-BMD-SPW-GTE-GTV-010-HOI | Refurbish Hoisting Mechanism - Beardmore Dam Gate 10 | 19.1636
2024 | 0000009698 | WIBS | 04-01 |  | BAL-BAR-BMD-SPW-GTE-GTV-011-HOI | Refurbish Hoisting Mechanism - Beardmore Dam Gate 11 | 19.1636
2024 | 0000009699 | WIBS | 04-01 |  | BAL-BAR-BMD-SPW-GTE-GTV-012-HOI | Refurbish Hoisting Mechanism - Beardmore Dam Gate 12 | 19.1636
2024 | 0000065369 | WIBS | 04-01 |  | BAL-BAR-JTW-CRN-PLW | Refurbish Workbox (Stand Alone - Used With Mobile); Re - certification etc Part of painting | 4.7909
2024 | 0000004852 | WBBR | 04-01 |  | BBA | Change out: Replace data loggers | 10.4707
2024 | 0000065971 | WBBR | 04-01 |  | BBA-BBRS-GSTN-001-GAUG | Replace Gauging Equipment | 19.6326
2024 | 0000067462 | WBBR | 04-01 |  | BBA-BKR-BPD-ELE-ELO | Options study: replace lighting and power outlets in 2021 - Bjelke-Petersen Dam | 9.8163
2024 | 0000070702 | WBBR | 04-01 |  | BBA-BKR-BPD-OWK-ILT-BDG | Options Study: Refurbish Access Bridge | 26.1768
2024 | 0000067801 | WBBR | 04-01 |  | BBA-BKR-BPD-OWK-OLT-HUM | Replace Dehumidifier | 26.1768
2024 | 0000004265 | WBBR | 04-01 |  | BBA-BKR-BPD-OWK-OLT-PUA-MOE | Refurbish: Overhaul motor | 13.0884
2024 | 0000070724 | WBBR | 04-01 |  | BBA-BKR-BPD-OWK-OLT-STR | Options Study: Refurbish Valve House Building | 19.6326
2024 | 0000063247 | WKBB | 04-01 |  | BBR-BKN-EUG-BLD-004 | Refurbish Town Water Supply Building | 13.6652
2024 | 0000040783 | WKBB | 04-01 |  | BBR-GSTN-001-BLDG | Replace Recorder Building | 53.9094
2024 | 0000000915 | WABB | 04-01 |  | BDK-BDR-BFD-CRN-CRG | Refurbish Crane - Electrical overhaul long travel drives, major mech maintenance, paint including cable replacement. | 55.1224
2024 | 0000073849 | WABB | 04-02 |  | BDK-BDR-BFD-SFC-FNC-004 | Refurbish Fencing - Water Tank Area | 0
2024 | 0000063375 | WABB | 04-01 |  | BDK-BDR-BFD-SFC-TKF-ELE | Refurbish Electrical Services | 6.8903
2024 | 0000000952 | WABB | 04-01 |  | BDK-BDR-BFD-SFC-SEW | Refurbish operational unit - BF Dam sewage plant | 68.903
2024 | 0000069165 | WABB | 04-01 |  | BDK-BDR-CLW-BLD-002-ACC | Replace Air Conditioner 1, 2.68Kw Teco | 4.1342
2024 | 0000069166 | WABB | 04-01 |  | BDK-BDR-CLW-BLD-002-ACC | Replace Air Conditioner 2, 2.68Kw Teco | 4.1342
2024 | 0000074072 | WABB | 04-01 |  | BDK-BDR-CLW-FWY-WWY | REFURBISH WALKWAYS, HANDRAILS & GRIDS | 68.903
2024 | 0000074092 | WABB | 04-01 |  | BDK-BDR-CLW-GTE-GTF-HYD-HYP | Replace HYDRAULIC HOSES & PIPES | 22.049
2024 | 0000074094 | WABB | 04-01 |  | BDK-BDR-CLW-OWS-ILS-RAC | Refurbish Trash Screens | 13.7806
2024 | 0000074096 | WABB | 04-01 |  | BDK-BDR-CLW-OWS-OLS-HYD-PUG | Refurbish Hydraulic Powerpack | 110.2448
2024 | 0000011284 | WABB | 04-01 |  | BDK-BDR-CLW-STR-RMP-001 | Refurbish L/Bank Access Ramp & Landing | 124.0254
2024 | 0000011285 | WABB | 04-01 |  | BDK-BDR-CLW-STR-RMP-002 | Refurbish Right Bank Access Ramp | 124.0254
2024 | 0000011274 | WABB | 04-01 |  | BDK-BDR-CLW-WIN-ELE-SWS-001 | Replace Whole Current Limit Switch | 0.68903
2024 | 0000011275 | WABB | 04-01 |  | BDK-BDR-CLW-WIN-ELE-SWS-002 | Replace Working Limit Switch | 0.68903
2024 | 0000025156 | WBIG | 04-01 |  | BIA-ABBO-ABM-STK1-DJNT | Abbotsford System - Replace - STK1-DJNT - COUPLING, 450MM GIBAULT - Replacement & Refurbishment Life Strategy | 3.2148
2024 | 0000027105 | WBIG | 04-01 |  | BIA-ABBO-PSTN-PUN1-PUMP | Abbotsford PSTN - Replace - PUN1-PUMP - SUBMERSIBLE PUMP, NO.1 - Replacement & Refurbishment Life Strategy | 38.1044
2024 | 0000024528 | WBIG | 04-01 |  | BIA-ABBO-PSTN-PUN2-BYP-VLV | Abbotsford PSTN - Replace - BYP-VLV - VALVE, 150MM BUTF - Replacement & Refurbishment Life Strategy | 3.3024
2024 | 0000004880 | WBIG | 04-01 |  | BIA-BING-B02-BP-SDV | Bingera Ch B02 - Refurbish - B02-BP-SDV - SUBMERGED DISK VALVE - Replace & Refurb Strategy & Irrig Com Strat (Item 6.0) | 19.0522
2024 | 0000003999 | WBIG | 04-01 |  | BIA-BING-BMC-RG-RG01-BG | Bingera MC - Refurbish - RG01-BG - BULKHEAD GATE GUIDES - Replacement & Refurbishment Life Strategy | 12.7015
2024 | 0000026531 | WBIG | 04-01 |  | BIA-BING-PSTNBC-PUN1-NRV | Bucca PSTN - Replace - UN1-NRV - REFLUX VALVE - Replace & Refurb Strategy & Irrig Com Strat (Item 6.0) | 17.7274
2024 | 0000026535 | WBIG | 04-01 |  | BIA-BING-PSTNBC-PUN2-NRV | Bucca PSTN - Replace - UN2-NRV - REFLUX VALVE - Replace & Refurb Strategy & Irrig Com Strat (Item 6.0) | 17.7274
2024 | 0000004585 | WBIG | 04-01 |  | BIA-BING-PSTNMC-PUN1-SV | McIlwraith PSTN - Refurbish - PUN1-SV - SUCTION VALVE - Replacement & Refurbishment Life Strategy | 10.1612
2024 | 0000004879 | WBIG | 04-01 |  | BIA-BING-RSVMC-INLT-GATE | McIlwraith System - Refurbish - INLT-GATE - GATES INLET & OUTLET - Replacement & Refurbishment Life Strategy | 15.0655
2024 | 0000004895 | WBIG | 04-01 |  | BIA-GOOB-BYM-INLT-GATE | Gooburrum Ch BYM - Refurbish - INLT-GATE - SLIDE GATE - Replacement & Refurbishment Life Strategy | 6.3507
2024 | 0000003846 | WBIG | 04-01 |  | BIA-GOOB-G03-INLT-GATE | Gooburrum Ch G03 - Refurbish - INLT-GATE - SLIDE GATE - Replacement & Refurbishment Life Strategy | 3.8104
2024 | 0000059406 | WBIG | 04-01 |  | BIA-GOOB-G08-MO-6001 | Gooburrum Ch G08 - Replace - MO-6001 - M.O. AT 40.30 MTRS R - 30y Irrigation Strategy (Item 4.0 & 4.1) AM14_S2 | 8.8067
2024 | 0000059407 | WBIG | 04-01 |  | BIA-GOOB-G08-MO-6002 | Gooburrum Ch G08 - Replace - MO-6002 - M.O. AT 214.30 MTRS L - 30y Irrigation Strategy (Item 4.0 & 4.1) AM14_S2 | 9.7747
2024 | 0000059408 | WBIG | 04-01 |  | BIA-GOOB-G08-MO-7001 | Gooburrum Ch G08 - Replace - MO-7001 - M.O. AT 325.40 MTRS E - 30y Irrigation Strategy (Item 4.0 & 4.1) AM14_S2 | 9.7747
2024 | 0000059409 | WBIG | 04-01 |  | BIA-GOOB-G09-MO-0001 | Gooburrum Ch G09 - Replace - MO-0001 - M.O. AT 82.00 MTRS L - 30y Irrigation Strategy (Item 4.0 & 4.1) AM14_S2 | 9.7747
2024 | 0000059410 | WBIG | 04-01 |  | BIA-GOOB-G09-MO-0005 | Gooburrum Ch G09 - Replace - MO-0005 - M.O. AT 617M R - 30y Irrigation Strategy (Item 4.0 & 4.1) AM14_S2 | 9.7747
2024 | 0000059411 | WBIG | 04-01 |  | BIA-GOOB-G10-MO-0001 | Gooburrum Ch G10 - Replace - MO-0001 - M.O. AT 169.00 MTRS R - 30y Irrigation Strategy (Item 4.0 & 4.1) AM14_S2 | 9.7747
2024 | 0000059412 | WBIG | 04-01 |  | BIA-GOOB-G10-MO-0002 | Gooburrum Ch G10 - Replace - MO-0002 - M.O. AT 325.00 MTRS L - 30y Irrigation Strategy (Item 4.0 & 4.1) AM14_S2 | 9.7747
2024 | 0000059413 | WBIG | 04-01 |  | BIA-GOOB-G10-MO-0003 | Gooburrum Ch G10 - Replace - MO-0003 - M.O. AT 508.00 MTRS R - 30y Irrigation Strategy (Item 4.0 & 4.1) AM14_S2 | 9.7747
2024 | 0000059414 | WBIG | 04-01 |  | BIA-GOOB-G10-MO-0004 | Gooburrum Ch G10 - Replace - MO-0004 - M.O. AT 1136.16 MTRS L - 30y Irrigation Strategy (Item 4.0 & 4.1) AM14_S2 | 9.7747
2024 | 0000059415 | WBIG | 04-01 |  | BIA-GOOB-G10-MO-0005 | Gooburrum Ch G10 - Replace - MO-0005 - M.O. AT 1676.86 MTRS R - 30y Irrigation Strategy (Item 4.0 & 4.1) AM14_S2 | 9.7747
2024 | 0000059416 | WBIG | 04-01 |  | BIA-GOOB-G10-MO-0006 | Gooburrum Ch G10 - Replace - MO-0006 - M.O. AT 2037.57 MTRS E - 30y Irrigation Strategy (Item 4.0 & 4.1) AM14_S2 | 9.7747
2024 | 0000059417 | WBIG | 04-01 |  | BIA-GOOB-G10-MO-1001 | Gooburrum Ch G10 - Replace - MO-1001 - M.O. AT 284.00 MTRS R - 30y Irrigation Strategy (Item 4.0 & 4.1) AM14_S2 | 9.7747
2024 | 0000059418 | WBIG | 04-01 |  | BIA-GOOB-GMC-MO-0001 | Gooburrum MC - Replace - MO-0001 - M.O. AT 4875.00 MTRS L - 30y Irrigation Strategy (Item 4.0 & 4.1) AM14_S2 | 9.7944
2024 | 0000059419 | WBIG | 04-01 |  | BIA-GOOB-GMC-MO-0004 | Gooburrum MC - Replace - MO-0004 - M.O. AT 8557.84 MTRS R - 30y Irrigation Strategy (Item 4.0 & 4.1) AM14_S2 | 9.7747
2024 | 0000059420 | WBIG | 04-01 |  | BIA-GOOB-GMC-MO-0007 | Gooburrum MC - Replace - MO-0007 - M.O. AT 9999.38 MTRS R - 30y Irrigation Strategy (Item 4.0 & 4.1) AM14_S2 | 9.7747
2024 | 0000059421 | WBIG | 04-01 |  | BIA-GOOB-GMC-MO-0010 | Gooburrum MC - Replace - MO-0010 - M.O. AT 11806.00 MTRS R - 30y Irrigation Strategy (Item 4.0 & 4.1) AM14_S2 | 9.7747
2024 | 0000059422 | WBIG | 04-01 |  | BIA-GOOB-GMC-MO-0012 | Gooburrum MC - Replace - MO-0012 - M.O. AT 12744.44 MTRS L - 30y Irrigation Strategy (Item 4.0 & 4.1) AM14_S2 | 9.7944
2024 | 0000059423 | WBIG | 04-01 |  | BIA-GOOB-GMC-MO-0013 | Gooburrum MC - Replace - MO-0013 - M.O. AT 13132.00 MTRS R - 30y Irrigation Strategy (Item 4.0 & 4.1) AM14_S2 | 9.7747
2024 | 0000059424 | WBIG | 04-01 |  | BIA-GOOB-GMC-MO-0014 | Gooburrum MC - Replace - MO-0014 - M.O. AT 13585.07 MTRS L - 30y Irrigation Strategy (Item 4.0 & 4.1) AM14_S2 | 9.7747
2024 | 0000059425 | WBIG | 04-01 |  | BIA-GOOB-GMC-MO-0015 | Gooburrum MC - Replace - MO-0015 - M.O. AT 13853.51 MTRS R - 30y Irrigation Strategy (Item 4.0 & 4.1) AM14_S2 | 9.7747
2024 | 0000059426 | WBIG | 04-01 |  | BIA-GOOB-GMC-MO-0016 | Gooburrum MC - Replace - MO-0016 - M.O. AT 14726.00 MTRS L - 30y Irrigation Strategy (Item 4.0 & 4.1) AM14_S2 | 9.7747
2024 | 0000059427 | WBIG | 04-01 |  | BIA-GOOB-GMC-MO-0017 | Gooburrum MC - Replace - MO-0017 - M.O. AT 15740.00 MTRS L - 30y Irrigation Strategy (Item 4.0 & 4.1) AM14_S2 | 9.7747
2024 | 0000059428 | WBIG | 04-01 |  | BIA-GOOB-GMC-MO-0019 | Gooburrum MC - Replace - MO-0019 - M.O. AT 16950.00 MTRS L - 30y Irrigation Strategy (Item 4.0 & 4.1) AM14_S2 | 9.7747
2024 | 0000059429 | WBIG | 04-01 |  | BIA-GOOB-GMC-MO-0020 | Gooburrum MC - Replace - MO-0020 - M.O. AT 18450.00 MTRS R - 30y Irrigation Strategy (Item 4.0 & 4.1) AM14_S2 | 9.7747
2024 | 0000059430 | WBIG | 04-01 |  | BIA-GOOB-GMC-MO-0021 | Gooburrum MC - Replace - MO-0021 - M.O. AT 18450.00 MTRS R - 30y Irrigation Strategy (Item 4.0 & 4.1) AM14_S2 | 9.7747
2024 | 0000027834 | WBIG | 04-01 |  | BIA-GOOB-MP1-INLT-SCRN | Gooburrum Ch MP1 - Replace - INLT-SCRN - SCREEN - Irrigation Scheme Common Strategy (30Yr Pln) (Item 10.1) | 3.8619
2024 | 0000059431 | WBIG | 04-01 |  | BIA-GOOB-MP1-MO-0001 | Gooburrum Ch MP1 - Replace - MO-0001 - M.O. AT 243.46 MTRS L - 30y Irrigation Strategy (Item 4.0 & 4.1) AM14_S2 | 9.7944
2024 | 0000059432 | WBIG | 04-01 |  | BIA-GOOB-MP1-MO-0002 | Gooburrum Ch MP1 - Replace - MO-0002 - M.O. AT 245.00 MTRS L - 30y Irrigation Strategy (Item 4.0 & 4.1) AM14_S2 | 9.7944
2024 | 0000059433 | WBIG | 04-01 |  | BIA-GOOB-MP1-MO-0004 | Gooburrum Ch MP1 - Replace - MO-0004 - M.O. AT 1357.66 MTRS R - 30y Irrigation Strategy (Item 4.0 & 4.1) AM14_S2 | 8.8067
2024 | 0000059434 | WBIG | 04-01 |  | BIA-GOOB-MP1-MO-0005 | Gooburrum Ch MP1 - Replace - MO-0005 - M.O. AT 1855.00 MTRS R - 30y Irrigation Strategy (Item 4.0 & 4.1) AM14_S2 | 9.7747
2024 | 0000059435 | WBIG | 04-01 |  | BIA-GOOB-MP1-MO-0006 | Gooburrum Ch MP1 - Replace - MO-0006 - M.O. AT 2105.00 MTRS R - 30y Irrigation Strategy (Item 4.0 & 4.1) AM14_S2 | 9.7747
2024 | 0000059436 | WBIG | 04-01 |  | BIA-GOOB-MP1-MO-0007 | Gooburrum Ch MP1 - Replace - MO-0007 - M.O. AT 2632.00 MTRS R - 30y Irrigation Strategy (Item 4.0 & 4.1) AM14_S2 | 9.7747
2024 | 0000059437 | WBIG | 04-01 |  | BIA-GOOB-MP1-MO-0008 | Gooburrum Ch MP1 - Replace - MO-0008 - M.O. AT 2984.00 MTRS R - 30y Irrigation Strategy (Item 4.0 & 4.1) AM14_S2 | 9.7747
2024 | 0000059438 | WBIG | 04-01 |  | BIA-GOOB-MP1-MO-0009 | Gooburrum Ch MP1 - Replace - MO-0009 - M.O. AT 3617.00 MTRS R - 30y Irrigation Strategy (Item 4.0 & 4.1) AM14_S2 | 9.7747
2024 | 0000059439 | WBIG | 04-01 |  | BIA-GOOB-MP2-MO-0001 | Gooburrum Ch MP2 - Replace - MO-0001 - M.O. AT 702.60 MTRS R - 30y Irrigation Strategy (Item 4.0 & 4.1) AM14_S2 | 9.7944
2024 | 0000059440 | WBIG | 04-01 |  | BIA-GOOB-MP2-MO-0002 | Gooburrum Ch MP2 - Replace - MO-0002 - M.O. AT 830.00 MTRS L - 30y Irrigation Strategy (Item 4.0 & 4.1) AM14_S2 | 9.7944
2024 | 0000059441 | WBIG | 04-01 |  | BIA-GOOB-MP2-MO-0003 | Gooburrum Ch MP2 - Replace - MO-0003 - M.O. AT 1528.00 MTRS L - 30y Irrigation Strategy (Item 4.0 & 4.1) AM14_S2 | 9.7944
2024 | 0000027907 | WBIG | 04-01 |  | BIA-GOOB-MPM-AC-AC02-SCRN | Gooburrum Ch MPM - Replace - AC02-SCRN - SCRN, VECELLIOS RD - Irrigation Scheme Common Strategy (30Yr Pln) (Item 10.1) | 15.9973
2024 | 0000024587 | WBIG | 04-01 |  | BIA-ISIS-PSTNDB-CAS-COMP | Don Beattie PSTN - Replace - CAS-COMP - COMPRESSOR - Replacement & Refurb Strategy , Pres Vesl Sty AM.02 | 14.5432
2024 | 0000030691 | WBIG | 04-01 |  | BIA-ISIS-PSTNDB-ELEC-SWB2 | Don Beattie PSTN - Replace - ELEC-SWB2 - SWBD, HIGH VOLTAGE - Replace & Refurb Strategy & Irrig Com Strat (Item 1.1) | 533.4623
2024 | 0000030823 | WBIG | 04-01 |  | BIA-ISIS-PSTNQP-ELEC-SWB2 | Quart Pot PSTN - Replace - ELEC-SWB2 - SWBD HIGH VOLTAGE - Replace & Refurb Strategy & Irrig Com Strat (Item 1.1) | 152.4178
2024 | 0000029714 | WBIG | 04-01 |  | BIA-ISIS-RSVF-OTLT-SCRN | Fairnsfield Res - Replace - OTLT-SCRN - SCREEN - Irrigation Scheme Common Strategy (30Yr Pln) (Item 10.1) | 24.5467
2024 | 0000004917 | WBIG | 04-01 |  | BIA-WOON-BSTR | Woongarra BSTR - Refurbish - WOON-BSTR - BALANCING STORAGE REVIEW - 20Yr Comp Review - Referable Dams DS11 | 76.2089
2024 | 0000005527 | WBIG | 04-01 |  | BIA-WOON-PSTNWS-PUN4-PUMP | Woongarra PSTN - Refurbish - PUN4-PUMP - 450MM INDENG - 47081 - Replacement & Refurbishment Life Strategy | 25.403
2024 | 0000001080 | WAIE | 04-01 |  | BRI-DIST-BARR-IRR-BA1_1-OVF-OV05 | Barratta Ch Ba1 - Refurbish - -OVF-OV05 - CHANNEL OVERFLOW 8050 - Replacement & Refurbishment Life Strategy | 6.6968
2024 | 0000001081 | WAIE | 04-01 |  | BRI-DIST-BARR-IRR-BA1_2-CF01 | Barratta Ch Ba1 - Refurbish - A1_2-CF01 - CHNL O/FLOW & DR STRU 2600 - Replacement & Refurbishment Life Strategy | 6.6968
2024 | 0000055050 | WAIE | 04-01 | 5212627 | BRI-DIST-BARR-IRR-BA1-RG41-CNTL | Barratta Ch Ba1 - Replace - RG41-CNTL - RTU - Replace & Refurb Strategy & Irrig Com Strat (Item 1.0) | 14.1139
2024 | 0000061178 | WAIE | 04-01 |  | BRI-DIST-CLAR-IRR-CB8_1-MO-M007 | Clare Ch B8 - Replace - MO-M007 - METER CB190W1 - 30y Irrigation Strategy (Item 4.0 & 4.1) AM14_S2 | 66.6462
2024 | 0000061179 | WAIE | 04-01 |  | BRI-DIST-CLAR-IRR-CB8_1-MO-M008 | Clare Ch B8 - Replace - MO-M008 - METER CB209W1 - 30y Irrigation Strategy (Item 4.0 & 4.1) AM14_S2 | 66.6462
2024 | 0000061180 | WAIE | 04-01 |  | BRI-DIST-CLAR-IRR-CB8-MO-M002 | Clare Ch B8 - Replace - MO-M002 - CB191W1 2852.01L SMO - 30y Irrigation Strategy (Item 4.0 & 4.1) AM14_S2 | 66.6462
2024 | 0000000583 | WAIE | 04-01 |  | BRI-DIST-DALB-IRR-DMC-RG01-GATE | Dalbeg MC - Refurbish - RG01-GATE - REGULATING GATE - Float Regulating Gate Refurbishment Strategy | 23.3592
2024 | 0000056423 | WAIE | 04-01 |  | BRI-DIST-DALB-IRR-PSTNA-PWLL-LAD1 | Dalbeg PSTN A - Refurbish - PWLL-LAD1 - LADDER AND ENCLOSURE - Replacement & Refurbishment Life Strategy | 13.3937
2024 | 0000014738 | WAIE | 04-01 |  | BRI-DIST-DALB-IRR-PSTNB-CBLE | Dalbeg PSTN B - Replace - PSTNB-CBLE - CABLE - Replace & Refurb Strategy & Irrig Com Strat (Item 1.2) | 213.4132
2024 | 0000001079 | WAIE | 04-01 |  | BRI-DIST-ELLT-IRR-E1_1-CF01 | Elliot Ch E1 - Refurbish - E1_1-CF01 - OVERFLOW & DRAIN. STR 2.5K - Replacement & Refurbishment Life Strategy | 6.6968
2024 | 0000001078 | WAIE | 04-01 |  | BRI-DIST-ELLT-IRR-E1-OVF-OVF2 | Elliot Ch E1 - Refurbish - OVF-OVF2 - OVFL/DRN STRUCTURE 6811 - Replacement & Refurbishment Life Strategy | 6.6968
2024 | 0000048891 | WAIE | 04-01 |  | BRI-DIST-ELLT-IRR-E1-RG54-GATE | Elliot Ch E1 - Refurbish - RG54-GATE - 450 DIA BATESCREW GATE - Replacement & Refurbishment Life Strategy | 18.6911
2024 | 0000011481 | WAIE | 04-01 |  | BRI-DIST-ELLT-IRR-PSTN-HSDV-CY01 | Elliot PSTN - Replace - HSDV-CY01 - HYDRAULIC CYLINDER NO. 1 VLV - Replacement & Refurbishment Life Strategy | 13.3937
2024 | 0000011482 | WAIE | 04-01 |  | BRI-DIST-ELLT-IRR-PSTN-HSDV-CY02 | Elliot PSTN - Replace - HSDV-CY02 - HYDRAULIC CYLINDER NO. 2 VLV - Replacement & Refurbishment Life Strategy | 13.3937
2024 | 0000000953 | WAIE | 04-01 |  | BRI-DIST-HAUG-IRR-H18-CF01 | Haughton Ch H18 - Refurbish - H18-CF01 - O/FLOW & DRNG STR 815 - Replacement & Refurbishment Life Strategy | 6.6968
2024 | 0000000954 | WAIE | 04-01 |  | BRI-DIST-HAUG-IRR-H20-OVF-OVF2 | Haughton Ch H20 - Refurbish - OVF-OVF2 - O/FLOW & DRNG STR 2500 - Replacement & Refurbishment Life Strategy | 3.3484
2024 | 0000075115 | WAIE | 04-01 |  | BRI-DIST-HAUG-IRR-HMC-MO-M036-GATE | Haughton MC - Replace - M036-GATE - BATESCREW GATE 450 - Replacement & Refurbishment Life Strategy | 8.0362
2024 | 0000075116 | WAIE | 04-01 |  | BRI-DIST-HAUG-IRR-HMC-MO-M037-GATE | Haughton MC - Replace - M037-GATE - BATESCREW GATE 450 - Replacement & Refurbishment Life Strategy | 8.0362
2024 | 0000075117 | WAIE | 04-01 |  | BRI-DIST-HAUG-IRR-HMC-MO-M038-GATE | Haughton MC - Replace - M038-GATE - BATESCREW GATE 450 - Replacement & Refurbishment Life Strategy | 8.0362
2024 | 0000075118 | WAIE | 04-01 |  | BRI-DIST-HAUG-IRR-HMC-MO-M039-GATE | Haughton MC - Replace - M039-GATE - BATESCREW GATE 450 - Replacement & Refurbishment Life Strategy | 8.0362
2024 | 0000075119 | WAIE | 04-01 |  | BRI-DIST-HAUG-IRR-HMC-MO-M040-GATEL | Haughton MC - Replace - M040-GATEL - BATESCREW GATE 500 - Replacement & Refurbishment Life Strategy | 9.3756
2024 | 0000075120 | WAIE | 04-01 |  | BRI-DIST-HAUG-IRR-HMC-MO-M040-GATER | Haughton MC - Replace - M040-GATER - BATESCREW GATE 450 - Replacement & Refurbishment Life Strategy | 8.0362
2024 | 0000075121 | WAIE | 04-01 |  | BRI-DIST-HAUG-IRR-HMC-MO-M041-GATE | Haughton MC - Replace - M041-GATE - BATESCREW GATE 450 - Replacement & Refurbishment Life Strategy | 8.0362
2024 | 0000075122 | WAIE | 04-01 |  | BRI-DIST-HAUG-IRR-HMC-MO-M046-GATE | Haughton MC - Replace - M046-GATE - BATESCREW GATE 450 - Replacement & Refurbishment Life Strategy | 8.0362
2024 | 0000075123 | WAIE | 04-01 |  | BRI-DIST-HAUG-IRR-HMC-MO-M054-GATE | Haughton MC - Replace - M054-GATE - RODNEY GATE 600 - Replacement & Refurbishment Life Strategy | 10.7149
2024 | 0000075124 | WAIE | 04-01 |  | BRI-DIST-HAUG-IRR-HMC-MO-M059-GATE | Haughton MC - Replace - M059-GATE - BATESCREW GATE 450 - Replacement & Refurbishment Life Strategy | 8.0362
2024 | 0000075125 | WAIE | 04-01 |  | BRI-DIST-HAUG-IRR-HMC-MO-M066-GATE | Haughton MC - Replace - M066-GATE - BATESCREW GATE 600 - Replacement & Refurbishment Life Strategy | 10.7149
2024 | 0000075126 | WAIE | 04-01 |  | BRI-DIST-HAUG-IRR-HMC-MO-M067-GATE | Haughton MC - Replace - M067-GATE - BATESCREW GATE 450 - Replacement & Refurbishment Life Strategy | 8.0362
2024 | 0000075127 | WAIE | 04-01 |  | BRI-DIST-HAUG-IRR-HMC-MO-M070-GATE | Haughton MC - Replace - M070-GATE - BATESCREW GATE 450 - Replacement & Refurbishment Life Strategy | 8.0362
2024 | 0000000621 | WAIE | 04-01 |  | BRI-DIST-HAUG-IRR-HMC-RG08-CNTL | Haughton MC - Replace - RG08-CNTL - CONTROL EQUIPMENT - Replace & Refurb Strategy & Irrig Com Strat (Item 1.0) | 6.1669
2024 | 0000055689 | WAIE | 04-01 |  | BRI-DIST-HAUG-IRR-PSTN1-PUN1-DV | Tom Fenwick PSTN 1 - Refurbish - PUN1-DV - 1200DIA KEYSTONE - Irrigation Scheme Common Strategy (30Yr Pln) (Items 6.0 & 6.1) | 24.1086
2024 | 0000000585 | WAIE | 04-01 |  | BRI-DIST-HAUG-IRR-PSTN2_3-SPD | Tom Fenwick PSTN 2_3 - Refurbish - TN2_3-SPD - SP DRAINAGE SYS - Irrigation Scheme Common Strategy (30Yr Pln) (Item 3.2) | 14.8069
2024 | 0000000906 | WAIE | 04-01 |  | BRI-DIST-HAUG-IRR-PSTN4_5-ITK4-VSP | Tom Fenwick PSTN 4_5 - Refurbish - ITK4-VSP - VORTEX SUPRSR - Irrigation Scheme Common Strategy (30Yr Pln) (Item 10.0) | 13.3937
2024 | 0000000907 | WAIE | 04-01 |  | BRI-DIST-HAUG-IRR-PSTN4_5-ITK5-VSP | Tom Fenwick PSTN 4_5 - Refurbish - ITK5-VSP - VORTEX SUPRSR - Irrigation Scheme Common Strategy (30Yr Pln) (Item 10.0) | 13.3937
2024 | 0000058087 | WAIE | 04-01 |  | BRI-DIST-MILL-IRR-MMC-CL01-SL | Millaroo MC - Replace - CL01-SL - LINING 1139.95-2529.95M - Material Project (QCA) HDPE Lining Opt Anlys AM11_G04 & (Item 3.4) | 120.543
2024 | 0000000584 | WAIE | 04-01 |  | BRI-DIST-MILL-IRR-MMC-RG01-GATE | Millaroo MC - Refurbish - RG01-GATE - REGULATING GATE - Float Regulating Gate Refurbishment Strategy | 24.0613
2024 | 0000014381 | WAIE | 04-01 |  | BRI-DIST-MILL-IRR-PSTNA-SPU1-RV | Millaroo PSTN A - Replace - SPU1-RV - REFLUX VALVE - Replace & Refurb Strategy & Irrig Com Strat (Item 6.0) | 0.52882
2024 | 0000000814 | WAIE | 04-01 |  | BRI-DIST-SCDA | Burdekin SCADA - Refurbish - DIST-SCDA - SCADA SYSTEM - Replace & Refurb Strategy & Irrig Com Strat (Item 1.0) | 6.4959
2024 | 0000015783 | WAIE | 04-01 |  | BRI-DIST-SCDA-MDAL | Burdekin SCADA - Replace - SCDA-MDAL - MT DALRYMPLE RPTR - Replace & Refurb Strategy & Irrig Com Strat (Item 1.0) | 92.0491
2024 | 0000070503 | WBBB | 04-01 |  | BUN-BUR-BAB-CPS-001-GBE-001 | Options Study: Replace Anodes, Cables, Cable Anchors & Ties | 6.5442
2024 | 0000070504 | WBBB | 04-01 |  | BUN-BUR-BAB-CPS-001-GBE-002 | Options Study: Replace Anodes, Cables, Cable Anchors & Ties | 6.5442
2024 | 0000070505 | WBBB | 04-01 |  | BUN-BUR-BAB-CPS-001-GBE-003 | Options Study: Replace Anodes, Cables, Cable Anchors & Ties | 6.5442
2024 | 0000070509 | WBBB | 04-01 |  | BUN-BUR-BAB-CPS-002-GBE-001 | Options Study: Replace Anodes, Cables, Cable Anchors & Ties | 6.5442
2024 | 0000070510 | WBBB | 04-01 |  | BUN-BUR-BAB-CPS-002-GBE-002 | Options Study: Replace Anodes, Cables, Cable Anchors & Ties | 6.5442
2024 | 0000070512 | WBBB | 04-01 |  | BUN-BUR-BAB-CPS-002-GBE-003 | Options Study: Replace Anodes, Cables, Cable Anchors & Ties | 6.5442
2024 | 0000067857 | WBBB | 04-01 |  | BUN-BUR-NCW-FWY-PUM | Replace Pump, Submersible | 37.6236
2024 | 0000032527 | WBBB | 04-01 |  | BUN-BUR-NCW-FWY-SCN | Replace Trash Screen | 8.7038
2024 | 0000071918 | WBBB | 04-01 |  | BUN-BUR-NCW-INN-INP | Options Study: Replace Standpipe Piezometers | 32.721
2024 | 0000068044 | WBBB | 04-01 |  | BUN-KOL-BUC-SFC-REC-BUO | Replace Buoys (5 Off), Safety Buoyage Systems | 25.3972
2024 | 0000069868 | WBBY | 04-01 |  | BYR-BOY-BOO-ELE-ELC | Replace cables and cableways (Scoping & Design) - Boondooma Dam | 65.4421
2024 | 0000061893 | WIBH | 04-01 |  | CHW-CDM-CHI-SFC-FNC-001 | Replacement fencing after 50 years of maintenance. Dividing fencing act should apply with FML leased land. | 9.1488
2024 | 0000070856 | WLBC | 04-01 |  | CVA-CLC-CAL-EMB-EML-RDD | 10 yearly crest survey of the left embankment crest to validate the DCF | 2.733
2024 | 0000070858 | WLBC | 04-01 |  | CVA-CLC-CAL-EMB-EML-RDD | Option Study: Refurbish Left Embankment Crest Access Road Including Guard Railing | 6.8326
2024 | 0000070859 | WLBC | 04-01 |  | CVA-CLC-CAL-EMB-EMR-RDD | 10 yearly crest survey of the Right Embankment crest to validate the DCF | 2.733
2024 | 0000070860 | WLBC | 04-01 |  | CVA-CLC-CAL-EMB-EMR-RDD | Option Study: Refurbish Right Embankment Crest Access Road Including Guard Railing | 6.8326
2024 | 0000073345 | WLBC | 04-01 |  | CVA-CLC-CAL-OWK-TNL-FMO | Replace Meter outlet - Banana Shire Council | 20.4979
2024 | 0000073572 | WLBC | 04-01 |  | CVA-CLC-CAL-SFC-RDD-001 | Refurbish Access Road | 68.3262
2024 | 0000002484 | WLBC | 04-01 |  | CVA-CLC-CAL-SPW-BDG-001 | Refurbish Access Bridge | 95.6567
2024 | 0000073573 | WLBC | 04-01 |  | CVA-CLC-CAL-SPW-BDG-001 | Cary out level 2 bridge assessment on access bridge | 20.4979
2024 | 0000070846 | WLBC | 04-01 |  | CVA-KDAM-EMBK-ABTL-CST | 10 yearly crest survey of the left abutment crest to validate the DCF | 1.3665
2024 | 0000070847 | WLBC | 04-01 |  | CVA-KDAM-EMBK-ABTR-CST | 10 yearly crest survey of right abutment crest to validate the DCF | 1.3665
2024 | 0000070848 | WLBC | 04-01 |  | CVA-KRC-KRM-EMB-EML-RDD | 10 yearly crest survey of the left embankment to validate the DCF | 1.3665
2024 | 0000070849 | WLBC | 04-01 |  | CVA-KRC-KRM-EMB-EMR-RDD | 10 yearly crest survey of the right embankment to validate the DCF | 1.3665
2024 | 0000062563 | WLBC | 04-01 |  | CVA-KRC-KRM-INN-WST | Replace Rain Recorder | 20.4979
2024 | 0000062472 | WLBC | 04-01 |  | CVA-KRC-KRM-INN-BRD | Replace Gauge Boards | 34.1631
2024 | 0000062568 | WLBC | 04-01 |  | CVA-KDAM-INST-WLR2 | Replace Tailwater Level Recorder | 34.1631
2024 | 0000069318 | WLBD | 04-01 |  | DAW-DAR-GLE-SFC-REC-BUO | Replace BUOYS (5 OFF), PLASTIC FABRICATIONS | 13.3496
2024 | 0000002380 | WLBD | 04-01 |  | DAW-DAR-NHW-WEA-OWS-OLS-VLR | Refurbish Regulating Valve | 13.6652
2024 | 0000069322 | WLBD | 04-01 |  | DAW-DAR-THW-SFC-REC-BUO | Replace BUOYS (3 OFF), PLASTIC FACBRICATIONS | 8.0094
2024 | 0000002534 | WLIW | 04-01 |  | EME-SEL-DRN-LN1-AC-AC04 | Selma Drain LN1 - Refurbish - AC-AC04 - ACCESS CROSSING 4606.14M - Replacement & Refurbishment Life Strategy | 13.2783
2024 | 0000020052 | WLIW | 04-01 |  | EME-SEL-IRR-PSTN-PUN1-PUMP | Selma PSTN - Replace - PUN1-PUMP - PUMP - Replacement & Refurbishment Life Strategy | 304.4933
2024 | 0000016961 | WLIW | 04-01 |  | EME-SEL-IRR-S2_A-PSTN-ELEC | Selma PSTN S2 - Replace - PSTN-ELEC - SOFT STARTER, AUCOM - Replace & Refurb Strategy & Irrig Com Strat (Item 1.0) | 35.4119
2024 | 0000054863 | WLIW | 04-01 |  | EME-SEL-IRR-S3-SI01-PI01 | Selma Ch S3 - Replace - SI01-PI01 - GATE, 900MM SLIDE ARMCO - Replacement & Refurbishment Life Strategy | 12.6144
2024 | 0000060334 | WLIW | 04-01 |  | EME-SEL-IRR-SMC-MO-4953 | Selma MC - Replace - MO-4953 - M/O AT 26663.90R (MCCULLAGH) - 30y Irrigation Strategy (Item 4.0 & 4.1) AM14_S2 | 66.0722
2024 | 0000002577 | WLIW | 04-01 |  | EME-SEL-IRR-SMC-SI-SI01-INLT | Selma MC - Refurbish - SI01-INLT - INLET STRUCTURE 7281.67 - Replacement & Refurbishment Life Strategy | 6.6392
2024 | 0000002582 | WLIW | 04-01 |  | EME-SEL-IRR-SWYD-TX01 | Selma Distribution - Refurbish - SWYD-TX01 - TRANSFORMER NO1 - Replace & Refurb Strategy & Irrig Com Strat (Item 1.1) | 1.6598
2024 | 0000002583 | WLIW | 04-01 |  | EME-SEL-IRR-SWYD-TX02 | Selma Distribution - Refurbish - SWYD-TX02 - TRANSFORMER NO2 - Replace & Refurb Strategy & Irrig Com Strat (Item 1.1) | 1.6598
2024 | 0000002584 | WLIW | 04-01 |  | EME-SEL-IRR-SWYD-TX03 | Selma Distribution - Refurbish - SWYD-TX03 - TRANSFORMER NO3 - Replace & Refurb Strategy & Irrig Com Strat (Item 1.1) | 1.6598
2024 | 0000002585 | WLIW | 04-01 |  | EME-SEL-IRR-SWYD-TX04 | Selma Distribution - Refurbish - SWYD-TX04 - AUXILLIARY TRNSFMR - Replace & Refurb Strategy & Irrig Com Strat (Item 1.1) | 1.6598
2024 | 0000037812 | WKIA | 04-01 | 5212728 | ETO-AR-PSTN-DIAL | Abingdon Relift PSTN - Replace - PSTN-DIAL - TELEPHONE DIALLER - Replace & Refurb Strategy & Irrig Com Strat (Item 1.0) | 9.2798
2024 | 0000064430 | WKIA | 04-01 |  | ETO-BR-PSTN1-BD01-ACON | Brightley PSTN - Replace - BD01-ACON - AIR CONDITIONER - Replacement & Refurbishment Life Strategy | 5.3113
2024 | 0000060463 | WKIA | 04-01 |  | ETO-MAR-CH24_1-MO-189 | Marwood Ch CH24 - Replace - -MO-189 - MTR OUTLET AT 2164.7M(L) - 30y Irrigation Strategy (Item 4.0 & 4.1) AM14_S2 | 10.2392
2024 | 0000060465 | WKIA | 04-01 |  | ETO-MAR-CH24_1-MO-196B | Marwood Ch CH24 - Replace - MO-196B - METER OUTLET - 30y Irrigation Strategy (Item 4.0 & 4.1) AM14_S2 | 10.2392
2024 | 0000060466 | WKIA | 04-01 |  | ETO-MAR-CH24_3_1-MO-199 | Marwood Ch CH24 - Replace - -MO-199 - METER OUTLET AT 223M (E) - 30y Irrigation Strategy (Item 4.0 & 4.1) AM14_S2 | 10.2186
2024 | 0000060467 | WKIA | 04-01 |  | ETO-MAR-CH24_3_2-MO-390A | Marwood Ch CH24 - Replace - 2-MO-390A - MTR OUTLET AT 481.2M R - 30y Irrigation Strategy (Item 4.0 & 4.1) AM14_S2 | 10.2186
2024 | 0000060468 | WKIA | 04-01 |  | ETO-MAR-CH24_3_2-MO-391 | Marwood Ch CH24 - Replace - MO-391 - METER OTLT AT 1258.5M (L) - 30y Irrigation Strategy (Item 4.0 & 4.1) AM14_S2 | 10.2186
2024 | 0000060469 | WKIA | 04-01 |  | ETO-MAR-CH24_3_2-MO-393 | Marwood Ch CH24 - Replace - MO-393 - MTR OTLT AT 1844.0M (L) - 30y Irrigation Strategy (Item 4.0 & 4.1) AM14_S2 | 10.2186
2024 | 0000060470 | WKIA | 04-01 |  | ETO-MAR-CH24_3_2-MO-394 | Marwood Ch CH24 - Replace - MO-394 - MTR OTLT AT 2402.6M (R) - 30y Irrigation Strategy (Item 4.0 & 4.1) AM14_S2 | 10.2186
2024 | 0000060471 | WKIA | 04-01 |  | ETO-MAR-CH24_3_2-MO-395 | Marwood Ch CH24 - Replace - MO-395 - MTR OTLT AT 2574.1M (R) - 30y Irrigation Strategy (Item 4.0 & 4.1) AM14_S2 | 10.2186
2024 | 0000060472 | WKIA | 04-01 |  | ETO-MAR-CH24_3_2-MO-396 | Marwood Ch CH24 - Replace - MO-396 - MTR OTLT AT 2980.8M (R) - 30y Irrigation Strategy (Item 4.0 & 4.1) AM14_S2 | 10.2186
2024 | 0000060473 | WKIA | 04-01 |  | ETO-MAR-CH24_3_2-MO-397 | Marwood Ch CH24 - Replace - MO-397 - MTR OTLT AT 3085.3M (R) - 30y Irrigation Strategy (Item 4.0 & 4.1) AM14_S2 | 10.2186
2024 | 0000060474 | WKIA | 04-01 |  | ETO-MAR-CH24_3_2-MO-398 | Marwood Ch CH24 - Replace - MO-398 - MTR OTLT AT 3223.9M (E) - 30y Irrigation Strategy (Item 4.0 & 4.1) AM14_S2 | 10.2186
2024 | 0000060475 | WKIA | 04-01 |  | ETO-MAR-CH24_3-MO-013 | Marwood Ch CH24 - Replace - MO-013 - METER OUTLET - 30y Irrigation Strategy (Item 4.0 & 4.1) AM14_S2 | 8.7316
2024 | 0000060476 | WKIA | 04-01 |  | ETO-MAR-CH24_3-MO-033 | Marwood Ch CH24 - Replace - MO-033 - METER OUTLET - 30y Irrigation Strategy (Item 4.0 & 4.1) AM14_S2 | 8.7316
2024 | 0000034439 | WKIA | 04-01 |  | ETO-MAR-MWMC-FM-FMTR | Marwood MC - Replace - FM-FMTR - FM 900MM ULTS DANFOSS - 30y Irrigation Strategy (Item 4.0 & 4.1) AM14_S2 | 79.6698
2024 | 0000006358 | WKIA | 04-01 |  | ETO-MTA-PSTN-PUN2-PUMP | Mt Alice PSTN - Refurbish - PUN2-PUMP - PUMP - Replacement & Refurbishment Life Strategy | 33.0183
2024 | 0000039050 | WKIA | 04-01 |  | ETO-MTA-PSTN-SWCB | Mt Alice PSTN - Replace - PSTN-SWCB - CABLE - Replace & Refurb Strategy & Irrig Com Strat (Item 1.2) | 185.1751
2024 | 0000067116 | WKIA | 04-01 |  | ETO-OMC-DO-D001-LADR | Oakenden MC - Refurbish - D001-LADR - HANDRAIL (INLET SCREENS) - Replacement & Refurbishment Life Strategy | 5.9752
2024 | 0000067117 | WKIA | 04-01 |  | ETO-OMC-DO-D002-LADR | Oakenden MC - Refurbish - D002-LADR - HANDRAIL (INLET SCREENS) - Replacement & Refurbishment Life Strategy | 3.3196
2024 | 0000007251 | WKIA | 04-01 |  | ETO-OR-BS1-INLT-STRU | Oakenden Relift - Refurbish - BS1-INLT - INLET STRUCTURE - Replacement & Refurbishment Life Strategy | 6.6392
2024 | 0000038566 | WKIA | 04-01 |  | ETO-OR-PSTN-PUN2-DVAT | Oakenden Relift PSTN - Replace - PUN2-DVAT - DISCH VLV ACTUATOR - Replace & Refurb Strategy & Irrig Com Strat (Item 1.0) | 6.6392
2024 | 0000038567 | WKIA | 04-01 |  | ETO-OR-PSTN-PUN2-DVRG | Oakenden Relift PSTN - Replace - PUN2-DVRG - DISCH VLV REDUCT GR - Replacement & Refurbishment Life Strategy | 1.9917
2024 | 0000006335 | WKIA | 04-01 |  | ETO-VPR-PSTN-DV01 | Victoria Plains PSTN - Refurbish - PSTN-DV01 - DISCHARGE VALVE 1 - Replace & Refurb Strategy & Irrig Com Strat (Item 6.0) | 12.5892
2024 | 0000006337 | WKIA | 04-01 |  | ETO-VPR-PSTN-DV02 | Victoria Plains PSTN - Refurbish - PSTN-DV02 - DISCHARGE VALVE 2 - Replace & Refurb Strategy & Irrig Com Strat (Item 6.0) | 25.175
2024 | 0000066467 | WKBE | 04-01 |  | KIN-LCY-KID-OWK-002-ILT-ELE-ELO | Replace Lighting And Power Outlets | 23.5855
2024 | 0000005892 | WKBE | 04-01 |  | KIN-LCY-KID-OWK-001-ILS-STR | Refurbish Handrails - safety, maintenance & minor replacements to handrails. | 3.6343
2024 | 0000057477 | WKBE | 04-01 |  | KIN-LCY-KID-OWK-002-WTR | Refurbish discharge channel Kinchant Dam | 13.6652
2024 | 0000073002 | WKBE | 04-01 |  | KIN-LCY-KID-OWK-002-ILT-RAC | Refurbish Trash Rack | 27.3305
2024 | 0000040897 | WKBE | 04-01 |  | KIN-LCY-KID-OWK-002-OLT-VLV-VLG-001-CNL | Replace CONTROL EQUIPMENT | 7.6878
2024 | 0000040898 | WKBE | 04-01 |  | KIN-LCY-KID-OWK-002-OLT-VLV-VLG-002-CNL | Replace CONTROL EQUIPMENT | 7.6878
2024 | 0000006465 | WKBE | 04-01 |  | KIN-MIR-PSTN1-PW-BGTE | Mirani PSTN 1 - Bulkhead Gates Blast and Paint Closed Bulks | 20.4979
2024 | 0000068642 | WKBE | 04-01 |  | KIN-MIR-PSTN3-BLDG-ACON | Replace Air Conditioner, 7.1Kw Toshiba | 6.7795
2024 | 0000060240 | WBIC | 04-01 |  | LOW-CHB-C2-MO-0003 | Copenhagen Bend Distrib - Replace - MO-0003 - MTR OTLT 1915.00M L - 30y Irrigation Strategy (Item 4.0 & 4.1) AM14_S2 | 8.3524
2024 | 0000060241 | WBIC | 04-01 |  | LOW-CHB-C2-MO-0004 | Copenhagen Bend Distrib - Replace - MO-0004 - MTR OTLT 2518.00M R - 30y Irrigation Strategy (Item 4.0 & 4.1) AM14_S2 | 8.4531
2024 | 0000060242 | WBIC | 04-01 |  | LOW-CHB-C2-MO-0005 | Copenhagen Bend Distrib - Replace - MO-0005 - MTR OTLT 3651.00M L - 30y Irrigation Strategy (Item 4.0 & 4.1) AM14_S2 | 8.3524
2024 | 0000060243 | WBIC | 04-01 |  | LOW-CHB-C2-MO-0006 | Copenhagen Bend Distrib - Replace - MO-0006 - MTR OTLT 3727.00M L - 30y Irrigation Strategy (Item 4.0 & 4.1) AM14_S2 | 8.3524
2024 | 0000005158 | WBIC | 04-01 |  | LOW-CHB-PSTN-VLP | Copenhagen Bend PSTN - Refurbish - PSTN-VLP - RFRB MTLWORK - Irrigation Scheme Common Strategy (30Yr Pln) (Item 10.0) | 12.7015
2024 | 0000031163 | WBIC | 04-01 |  | LOW-OW-PSTN-ELEC-CBLE | Owanyilla PSTN - Replace - ELEC-CBLE - CABLE - Replace & Refurb Strategy & Irrig Com Strat (Item 1.2) | 218.091
2024 | 0000031165 | WBIC | 04-01 |  | LOW-OW-PSTN-ELEC-SWB1 | Owanyilla PSTN - Replace - ELEC-SWB1 - SWITCHBOARD 1 - Replace & Refurb Strategy & Irrig Com Strat (Item 1.1) | 50.8969
2024 | 0000005159 | WBIC | 04-01 |  | LOW-WPS-PSTN-STRU | Walker Point PSTN - Refurbish - PSTN-STRU - CONCRETE STRUC - Replacement & Refurbishment Life Strategy | 7.6209
2024 | 0000065654 | WIBT | 04-01 |  | MAB-MCB-BEW-SFC-RDD | Refurbish Access Road - 1560m access track through paddock | 21.2169
2024 | 0000066546 | WIBT | 04-01 |  | MAB-MCB-CLM-ELE-GEN | Replace Generator (Back Up) | 8.5883
2024 | 0000071879 | WIBT | 04-01 |  | MAB-MCB-CLM-EMB-EMR-RDD | Refurbish: Imported fill material to patch up long spillway crest | 13.6883
2024 | 0000075486 | WIBT | 04-01 |  | MAB-MCB-CLM-OWK-OLT-PUU-MOE | Refurbish: Pull out pump/motor and carry out overhaul. Review relife the 2030 scheduled replacement (Costs based on 2024 project) | 19.1636
2024 | 0000057300 | WIBT | 04-01 |  | MAB-MCB-CLM-SPW | Study: Options analysis on painting of Gates | 9.5818
2024 | 0000057298 | WIBT | 04-01 |  | MAB-MCB-CLM-SPW-GTE-GTR-007 | Refurbish: Replace Crest Seal (2010 DS Rec 6.3.13a) | 56.1221
2024 | 0000041689 | WMIM | 04-01 |  | MDA-BIB-IRR-MC-RG02-CNTL | Biboohra MC - Replace - RG02-CNTL - SENSOR, GATE RUBICON - Replace & Refurb Strategy & Irrig Com Strat (Item 1.0) | 0.66968
2024 | 0000045892 | WMIM | 04-01 |  | MDA-BIB-IRR-MC-RG03-CBLE | Biboohra MC - Replace - RG03-CBLE - CABLE AND CONDUIT - Replace & Refurb Strategy & Irrig Com Strat (Item 1.2) | 1.4133
2024 | 0000060829 | WMIM | 04-01 |  | MDA-MAR-IRR-M01-MO-M002 | Mareeba Distribution - Replace - MO-M002 - GREENWOOD 180.14ML - 30y Irrigation Strategy (Item 4.0 & 4.1) AM14_S2 | 27.7861
2024 | 0000060830 | WMIM | 04-01 |  | MDA-MAR-IRR-M02-MO-M001 | Mareeba Distribution - Replace - MO-M001 - BOUNDY 72M L - 30y Irrigation Strategy (Item 4.0 & 4.1) AM14_S2 | 27.7861
2024 | 0000060831 | WMIM | 04-01 |  | MDA-MAR-IRR-M02-MO-M002 | Mareeba Distribution - Replace - MO-M002 - GILBEY 188.98M R - 30y Irrigation Strategy (Item 4.0 & 4.1) AM14_S2 | 27.7861
2024 | 0000060832 | WMIM | 04-01 |  | MDA-MAR-IRR-M02-MO-M003 | Mareeba Distribution - Replace - MO-M003 - ROCKLEY 646.16M R - 30y Irrigation Strategy (Item 4.0 & 4.1) AM14_S2 | 27.7861
2024 | 0000060833 | WMIM | 04-01 |  | MDA-MAR-IRR-M02-MO-M004 | Mareeba Distribution - Replace - MO-M004 - 112 ORAN 1311.55M R - 30y Irrigation Strategy (Item 4.0 & 4.1) AM14_S2 | 27.7861
2024 | 0000060834 | WMIM | 04-01 |  | MDA-MAR-IRR-M04_1_DUP-MO-M001 | Mareeba Ch M04 - Replace - MO-M001 - WATKINS 979.17M E - 30y Irrigation Strategy (Item 4.0 & 4.1) AM14_S2 | 39.9859
2024 | 0000060835 | WMIM | 04-01 |  | MDA-MAR-IRR-M04_1_DUP-MO-M002 | Mareeba Ch M04 - Replace - MO-M002 - SALVETTI 5.58M L - 30y Irrigation Strategy (Item 4.0 & 4.1) AM14_S2 | 27.7861
2024 | 0000060836 | WMIM | 04-01 |  | MDA-MAR-IRR-M04_1_ORG-MO-M002 | Mareeba Ch M04 - Replace - MO-M002 - WATKINS 1004.62M - 30y Irrigation Strategy (Item 4.0 & 4.1) AM14_S2 | 27.7861
2024 | 0000060837 | WMIM | 04-01 |  | MDA-MAR-IRR-M04_ORG-MO-M001 | Mareeba Ch M04 - Replace - MO-M001 - PARISOTTO 1015.59L - 30y Irrigation Strategy (Item 4.0 & 4.1) AM14_S2 | 27.7861
2024 | 0000060838 | WMIM | 04-01 |  | MDA-MAR-IRR-M04_ORG-MO-M002 | Mareeba Ch M04 - Replace - MO-M002 - WATKINS 1054.91 R - 30y Irrigation Strategy (Item 4.0 & 4.1) AM14_S2 | 27.7861
2024 | 0000060839 | WMIM | 04-01 |  | MDA-MAR-IRR-M04_ORG-MO-M003 | Mareeba Ch M04 - Replace - MO-M003 - WATKINS 1213M R - 30y Irrigation Strategy (Item 4.0 & 4.1) AM14_S2 | 27.7861
2024 | 0000008032 | WMIM | 04-01 |  | MDA-MAR-IRR-MC-AI-AI04 | Mareeba MC - Refurbish - AI-AI04 - AIR VENT 9107M - Irrigation Scheme Common Strategy Air Vents (30Yr Pln) (Item 7.0) | 2.0091
2024 | 0000041465 | WMIM | 04-01 |  | MDA-MAR-IRR-MC-CR02-CNTL | Mareeba MC - Replace - CR02-CNTL - SOLAR PANEL - Replace & Refurb Strategy & Irrig Com Strat (Item 1.0) | 1.0045
2024 | 0000041466 | WMIM | 04-01 |  | MDA-MAR-IRR-MC-CR02-CNTL | Mareeba MC - Replace - CR02-CNTL - SOLAR REGULATOR - Replace & Refurb Strategy & Irrig Com Strat (Item 1.0) | 0.66968
2024 | 0000041467 | WMIM | 04-01 |  | MDA-MAR-IRR-MC-CR02-CNTL | Mareeba MC - Replace - CR02-CNTL - BATTERY - Replacement & Refurbishment Life Strategy | 0.13394
2024 | 0000008127 | WMIM | 04-01 |  | MDA-SOU-IRR-MC-SI-SI15-AI01 | Southedge MC - Refurbish - SI15-AI01 - AIR VENT 49654.10M - Irrigation Scheme Common Strategy Air Vents (30Yr Pln) (Item 7.0) | 2.0091
2024 | 0000008128 | WMIM | 04-01 |  | MDA-SOU-IRR-MC-SI-SI15-AI02 | Southedge MC - Refurbish - SI15-AI02 - AIR VENT 49788.10M - Irrigation Scheme Common Strategy Air Vents (30Yr Pln) (Item 7.0) | 2.0091
2024 | 0000067310 | WMIM | 04-01 |  | MDA-SWL-SWI-RELF-PSTNA-BLDG-ACON | Price Creek A PSTN - Replace - BLDG-ACON - AIR CONDITIONER - Replacement & Refurbishment Life Strategy | 4.8887
2024 | 0000008688 | WMIM | 04-01 |  | MDA-SWL-SWI-RELF-PSTNA-PUN1-NRV | Price Creek A PSTN - Refurbish - PUN1-NRV - NON RETURN VALVE - Replace & Refurb Strategy & Irrig Com Strat (Item 6.0) | 6.6968
2024 | 0000067318 | WMIM | 04-01 |  | MDA-SWL-SWI-RELF-PSTNA-PUN2-IV | Price Creek A PSTN - Refurbish - A-PUN2-IV - ISOLATING VLV - Irrigation Scheme Common Strategy (30Yr Pln) (Items 6.0 & 6.1) | 6.6968
2024 | 0000054349 | WMIM | 04-01 |  | MDA-SWL-SWI-RELF-PSTNA-PUN2-MTOR | Price Creek A PSTN - Refurbish - PUN2-MTOR - MOTOR - Replacement & Refurbishment Life Strategy | 6.6968
2024 | 0000067319 | WMIM | 04-01 |  | MDA-SWL-SWI-RELF-PSTNA-PUN2-NRV | Price Creek A PSTN - Refurbish - PUN2-NRV - NON RETURN VALVE - Replace & Refurb Strategy & Irrig Com Strat (Item 6.0) | 6.6968
2024 | 0000008168 | WMIM | 04-01 |  | MDA-SWL-SWI-RELF-PSTNB-INLT | Price Creek B PSTN - Replace - STNB-INLT - INLET STRUCT PUMP STN - Replacement & Refurbishment Life Strategy | 5.3575
2024 | 0000072248 | WLBN | 04-01 |  | NMA-NGA-FAI-ABT-ABL | Refurbish: Left Abutment Protection Works - Option Analysis, Design and Procurement | 20.4979
2024 | 0000072250 | WLBN | 04-01 |  | NMA-NGA-FAI-ABT-ABR | Refurbish: Right Abutment Protection Works - Option Analysis, Design and Procurement | 20.4979
2024 | 0000072257 | WLBN | 04-01 |  | NMA-NGA-FAI-EMB-ADM-99D | Refurbish: Downstream Face - Option Analysis, Design and Procurement | 20.4979
2024 | 0000072255 | WLBN | 04-01 |  | NMA-NGA-FAI-EMB-ADM-99U | Refurbish: Upstream Face Protection Works - Option Analysis, Design and Procurement | 20.4979
2024 | 0000072614 | WLBN | 04-01 |  | NMA-NGA-FAI-SFC-FNC-001 | Refurbish Fencing | 27.3305
2024 | 0000072616 | WLBN | 04-01 |  | NMA-NGA-FAI-SFC-FNC-003 | Refurbish Fencing | 13.6652
2024 | 0000072617 | WLBN | 04-01 |  | NMA-NGA-FAI-SFC-FNC-004 | Refurbish Fencing | 13.6652
2024 | 0000072618 | WLBN | 04-01 |  | NMA-NGA-FAI-SFC-FNC-005 | Refurbish Fencing | 13.6652
2024 | 0000063441 | WLBN | 04-01 |  | NMA-NGA-FAI-SFC-RDD-001 | Refurbish Access Road To Chase | 34.1631
2024 | 0000063442 | WLBN | 04-01 |  | NMA-NGA-FAI-SFC-RDD-002 | Refurbish Access Road To Gate House | 34.1631
2024 | 0000063294 | WLBN | 04-01 |  | NMA-NGA-FAI-SFC-RDD-003 | Refurbish Access Road Selma Ps | 20.4979
2024 | 0000002617 | WLBN | 04-01 |  | NMA-NGA-FAI-SFC-RDD-005 | Refurbish: Emerald Depot Reseal Bitumen pavement | 34.1631
2024 | 0000063295 | WLBN | 04-01 |  | NMA-NGA-FAI-SFC-RDD-007 | Refurbish Access Roads To Dissipater Area | 34.1631
2024 | 0000063384 | WLBN | 04-01 |  | NMA-NGA-FAI-SFC-LWS-002-TKC-002 | Refurbish Clarifier Tank No 2 - Repaint, new valves actuators, repair/replace valves | 239.1417
2024 | 0000063320 | WLBN | 04-01 |  | NMA-MCK-BNW-INN-GSN-GST-WWS | Refurbish Stairway, Platform And Handrails | 6.8326
2024 | 0000063321 | WLBN | 04-01 |  | NMA-MCK-TRW-INN-GSN-GSH-WWS | Refurbish Stairway, Platform And Handrails | 6.8326
2024 | 0000006090 | WKBP | 04-01 |  | PIO-PIR-DMB | Carry out siltation survey | 20.4979
2024 | 0000073467 | WKBP | 04-01 |  | PIO-PIR-DMB-WAW-FWY-GTE-001 | Refurbish slide gate including seal repairs | 20.4979
2024 | 0000065699 | WKBP | 04-01 |  | PIO-PIR-DMB-WAW-FWY-PIP-001 | Refurbish Lock Filling Pipe | 13.6652
2024 | 0000065700 | WKBP | 04-01 |  | PIO-PIR-DMB-ABT-ABL-PWK-001 | Refurbish Upstream Rock Protection Works | 68.3262
2024 | 0000065701 | WKBP | 04-01 |  | PIO-PIR-DMB-ABT-ABL-PWK-002 | Refurbish Downstream rock Protection Works | 68.3262
2024 | 0000071641 | WKBP | 04-01 |  | PIO-PIR-MAW | Carry out siltation survey | 20.4979
2024 | 0000073460 | WKBP | 04-01 |  | PIO-PIR-MIW | Carry out siltation survey | 20.4979
2024 | 0000057624 | WKBP | 04-01 |  | PIO-PIR-TEM-CHN-PWD-001 | Refurbish drop structure (gabions) | 6.8326
2024 | 0000057625 | WKBP | 04-01 |  | PIO-PIR-TEM-CHN-PWD-002 | Refurbish drop structure (gabions) | 6.8326
2024 | 0000057626 | WKBP | 04-01 |  | PIO-PIR-TEM-CHN-PWD-003 | Refurbish drop structure (gabions) | 20.4979
2024 | 0000057627 | WKBP | 04-01 |  | PIO-PIR-TEM-CHN-PWD-004 | Refurbish drop structure | 6.8326
2024 | 0000057628 | WKBP | 04-01 |  | PIO-PIR-TEM-CHN-PWD-005 | Refurbish drop structure | 13.6652
2024 | 0000006741 | WKBP | 04-01 |  | PIO-PIR-TEM-DAS-002-CUT | Palm tree Creek Pipeline - Erosion Repairs and Drainage Controls | 13.6652
2024 | 0000072774 | WKBP | 04-01 |  | PIO-PIR-TEM-SPW-STS-SPH | Stabilise bed and banks of the spillway discharge channel subject to dam safety review | 409.9572
2024 | 0000066712 | WABP | 04-01 |  | PRO-PRR-PFD-ELE-SWB-003 | Replace Switchboard-Flowmeter | 46.9694
2024 | 0000008390 | WMBM | 04-01 |  | TIN-BRN-TID-OWK-001 | Refurbish MWK - small diameter embedded pipework, lining if required | 68.903
2024 | 0000008229 | WMBM | 04-01 |  | TIN-BRN-TID-OWK-001-CND | Refurbish: Bellmouth to be cleaned and coated (DS5.1b) - Site Work | 137.806
2024 | 0000066796 | WMBM | 04-01 |  | TIN-BRN-TID-OWK-001-OLT-SNR | Replace Celesco Gate 1 Sensor | 6.3593
2024 | 0000049520 | WMBM | 04-01 |  | TIN-BRN-TID-WAA-WAL-ADM-99C | Clean weep holes in the spillway right retaining wall in July prior 5 year inspection | 13.7806
2024 | 0000071812 | WMBM | 04-01 |  | TIN-BRN-TID-WAA-WAL-ADM-99C | Clean out foundation drains in galleries in July prior 5 year inspection | 27.5612
2024 | 0000056491 | WLBT | 04-01 |  | TMC-TMW-CNI-ELE-ELC | Condition assess and options analysis for cable and cable way replacement | 19.4149
2024 | 0000070862 | WLBT | 04-01 |  | TMC-TMW-CNI-EMB-STE-RDD | 10 yearly crest survey of the embankment crest to validate the DCF | 3.9265
2024 | 0000066967 | WBBU | 04-01 |  | UBP-NGO-WUR-OWK-001-OLT-VLV-VLI-004 | Replace Air Release Line Valves | 26.1768
2024 | 0000072189 | WBBU | 04-01 |  | UBP-NGO-WUR-SFC-FNC | Refurbish Site Fences | 52.3537
2024 | 0000068121 | WBBU | 04-01 |  | UBP-NGO-WUR-SFC-LWS-FMB | Replace Flow Meter, 100mm Pa D/S | 13.0884
2024 | 0000069836 | WIBU | 04-01 |  | UCO-CDM-LES-OWK-001 | Study: Options analysis into refurbishment of Conduits in 2025. (Add to 5 yearly for access) | 6.8442
2024 | 0000073202 | WIBU | 04-01 |  | UCO-CDM-LES-OWK-001-CND-001 | Study: Planning and procurement for undertaking refurbishment of Conduits and bellmouths. | 16.426
2024 | 0000069840 | WIBU | 04-01 |  | UCO-CDM-LES-OWK-002-CND | Study: Investigate methodology - Undertake internal inspection of conduit (Feed in underwater motorised camera through inlet valve) | 61.5974
2024 | 0000075448 | WIBU | 04-01 |  | UCO-CDM-LES-OWK-002-ILT-VLV-VLI-004 | Refurbish - Pull off Bonnet, blast clean, Needle gun and epoxy paint valve | 31.4831
2024 | 0000064960 | WIBU | 04-01 |  | UCO-CDM-LES-WAA-CRN-CRG | Replace Crane Control Equipment | 218.4324
2024 | 0000064967 | WIBU | 04-01 |  | UCO-CDM-LES-WAA-GAL-001-PUM-001 | Replace Pump, 32Mm Sump Grundfos - Relifed on condition assessment | 16.6019
2024 | 0000043634 | WIBU | 04-01 |  | UCO-CDN-YAR-INN-GSN-GSH | Replace Gauging Station 422353 Yarramalong | 40.0513
2024 | 0000009376 | WIBU | 04-01 |  | UCO-CDM-LTR-OWS-ILS-VLI | Sandblast, paint gate and replace seals - refer Cond Assess on equip. | 27.3766
2024 | 0000068923 | WIBU | 04-01 |  | UCO-CDM-LTR-OWS-ILS-VLI | Refurbish: Actuator, Rotork | 10.2662
2024 | 0000004639 | WBIG | 04-01 |  | BIA-ISIS-PSTNDB-PUN2 | Don Beattie PSTN - Refurbish - TNDB-PUN2 - PUMP UNIT 2 - Replacement & Refurbishment Life Strategy | 254.0296
2024 | 0000004650 | WBIG | 04-01 | 5077902 | BIA-ISIS-PSTNQP-ELEC-SWB2 | Quart Pot PSTN - Refurbish - ELEC-SWB2 - SWBD HIGH VOLTAGE - Replace & Refurb Strategy & Irrig Com Strat (Item 1.1) | 70.0327
2024 | 0000072099 | WBBU | 04-01 | 5089780 | UBP-NGO-WUR-OWK-001-ILT-STR | Remove epoxy coating from the bulkhead gate seats with an approved solvent and passivated 2006 DS Re | 12.8478
2024 | 0000049705 | WKBE | 04-01 | 5102728 | KIN-MIR-MDC-FNCE-FN02 | Refurbish and Reinstate Gates - MDC | 15.2114
2024 | 0000005900 | WKBE | 04-01 | 5102728 | KIN-MIR-MDC-FNCE-FN03 | Refurbish Grid Abutments and Rails (per 2004 Cond Ass) - MDC FN03 | 15.2114
2024 | 0000002717 | WLIW | 04-01 |  | EME-SEL-IRR-PSTN-CRNE | Selma PSTN - Refurbish - PSTN-CRNE - BRIDGE CRANE - Crane, Hoist & Winch Standard AM.05 | 9.9049
2024 | 0000000729 | WAIE | 04-01 | 5103116 | BRI-DIST-MILL-IRR-PSTNA-PUN2-MTOR | Millaroo PSTN A - Refurbish - -PUN2-MTOR - PUMP MOTOR - Replacement & Refurbishment Life Strategy | 24.1836
2024 | 0000004843 | WBBU | 04-01 | 5111614 | UBP-BUR-WHA-OWS-OLS-GTB | Refurbish Bulkhead Gate - repaint bulkhead gates, refurbish or change out sluice gates | 41.8134
2024 | 0000049545 | WAIE | 04-01 | 5112338 | BRI-DIST-BARR-IRR-BA5_1-RG65-GATE | Barratta Ch Ba5 - Refurbish - RG65-GATE - REGULATING GATE - Float Regulating Gate Refurbishment Strategy | 10.4565
2024 | 0000049546 | WAIE | 04-01 | 5112338 | BRI-DIST-BARR-IRR-BA5-RG60-GATE | Barratta Ch Ba5 - Refurbish - RG60-GATE - REGULATING GATE - Float Regulating Gate Refurbishment Strategy | 10.4565
2024 | 0000069969 | WIBS | 04-01 | 5113385 | BAL-BAR-JTW-SPW-GTE-GTV-003-HOI | Refurb of hoist mechanisms on gates | 16.0567
2024 | 0000009712 | WIBU | 04-01 | 5113704 | UCO-CDM-LES-WAA-CRN-CRG | Refurbish: Electrical system switching gear, conduit, external switches where required. | 31.6014
2024 | 0000008005 | WMIM | 04-01 | 5113729 | MDA-EBA-IRR-MC-AV-AV09 | East Barron MC - Refurbish - AV-AV09 - AIR VALVE 6574.84M - Replace & Refurb Strategy & Irrig Com Strat (Item 6.0) | 2.2802
2024 | 0000008034 | WMIM | 04-01 | 5113729 | MDA-MAR-IRR-MC-AV-AV03 | Mareeba MC - Refurbish - AV-AV03 - AIR VALVE 8563M - Irrigation Scheme Common Strategy (30Yr Pln) (Items 6.2) | 2.2802
2024 | 0000008035 | WMIM | 04-01 | 5113729 | MDA-MAR-IRR-MC-AV-AV05 | Mareeba MC - Refurbish - AV-AV05 - AIR VALVE 9076M - Irrigation Scheme Common Strategy (30Yr Pln) (Items 6.2) | 2.2802
2024 | 0000048814 | WMIM | 04-01 | 5113729 | MDA-MAR-IRR-MC-AV-AV13 | Mareeba MC - Refurbish - AV-AV13 - AIR VALVE 8311M - Irrigation Scheme Common Strategy (30Yr Pln) (Items 6.2) | 2.2802
2024 | 0000008042 | WMIM | 04-01 | 5113729 | MDA-MAR-IRR-MC-AV-AV15 | Mareeba MC - Refurbish - AV-AV15 - AIR VALVE 10098M - Irrigation Scheme Common Strategy (30Yr Pln) (Items 6.2) | 2.2802
2024 | 0000008188 | WMIM | 04-01 | 5113729 | MDA-SWL-SWI-SW16-AV-AV01 | South Walsh Ch16 - Refurbish - AV-AV01 - AIR VALVE 365.76M - Irrigation Scheme Common Strategy (30Yr Pln) (Items 6.2) | 2.2802
2024 | 0000008189 | WMIM | 04-01 | 5113729 | MDA-SWL-SWI-SW16-AV-AV02 | South Walsh Ch16 - Refurbish - AV-AV02 - AIR VALVE 731.52M - Irrigation Scheme Common Strategy (30Yr Pln) (Items 6.2) | 2.2802
2024 | 0000011273 | WABB | 04-01 | 5122826 | BDK-BDR-CLW-WIN-ELE-CNP | Replace Control Console | 7.1747
2024 | 0000055044 | WIBM | 04-01 | 5123144 | MAR-MRN-NTW-WAW | Refurbish damaged splitter blocks (2011 DS Inspection report; however revised in 2014 on risk) | 24.8386
2024 | 0000069876 | WIBU | 04-01 | 5132199 | UCO-CDN-WAN-OWS-ILS-GTE | Refurbish: Refurbish gate based on Condition assessment | 8.6356
2024 | 0000069966 | WIBS | 04-01 | 5144490 | BAL-BAR-JTW-SPW-GTE-GTV-001-HOI | Refurbish winch | 15.5839
2024 | 0000069968 | WIBS | 04-01 | 5144490 | BAL-BAR-JTW-SPW-GTE-GTV-002-HOI | Refurbish winch | 15.5839
2024 | 0000039666 | WKBP | 04-01 | 5145210 | PIO-PIR-DMB-ELE-CNL | Replace CONTROL EQUIPMENT | 341.4093
2024 | 0000007215 | WKBP | 04-01 | 5145211 | PIO-PIR-DMB-BLD-001 | Refurbish Building - paint & fittings as required | 7.6184
2024 | 0000058287 | WBBR | 04-01 | 5145267 | BBA-BKR-BPD | Review of Comprehensive Risk Assessment - Bjelke-Petersen Dam | 178.5915
2024 | 0000009718 | WIBU | 04-01 | 5145406 | UCO-CDN-WAN-SFC-RDD-001 | Refurbish: Regrade to standard | 20.0718
2024 | 0000003860 | WBIG | 04-01 | 5145817 | BIA-GOOB-PSTN-CRNE | Gooburrum PSTN - Inspect - TN-CRNE - 16T BRIDGE CRANE - Crane, Hoist & Winch Standard AM.05 | 26.5975
2024 | 0000058619 | WBBU | 04-01 | 5145948 | UBP-NGO-WUR-OWK-001-OLT-VLV-VLI-006 | Replace Drain Line Valves - Wuruma Dam | 12.6622
2024 | 0000058620 | WBBU | 04-01 | 5145948 | UBP-NGO-WUR-OWK-001-OLT-VLV-VLI-001 | Replace Filing Line Valves - Wuruma Dam | 12.6622
2024 | 0000000612 | WAIE | 04-01 | 5146079 | BRI-DIST-DALB-IRR-PSTNA-CRNE | Dalbeg PSTN A - Inspect - PSTNA-CRNE - PUMP STATION HOIST - Crane, Hoist & Winch Standard AM.05 | 21.44
2024 | 0000000636 | WAIE | 04-01 | 5146091 | BRI-DIST-HAUG-IRR-PSTN1-CRNE | Tom Fenwick PSTN 1 - Inspect - PSTN1-CRNE - BRIDGE CRANE - Crane, Hoist & Winch Standard AM.05 | 21.8092
2024 | 0000058744 | WBIG | 04-01 | 5147052 | BIA-WOON-PSTNW-PUN5-PUMP | Woongarra PSTN - Refurbish - PUN5-PUMP - PUMP - Replacement & Refurbishment Life Strategy | 99.5649
2024 | 0000061678 | WBBY | 04-01 | 5151479 | BYR-BOY-BOO-OWK-CND-001 | Remove Protruding Grout Tubes & Patch Pitting in Lining (2014DS 3.1a) | 12.157
2024 | 0000064249 | WBBB | 04-01 | 5157953 | BUN-BUR-BAB-CRG-STR-004 | Refurbish/Replace U/S Crane Rails (staged over 3 years) | 56.6274
2024 | 0000058749 | WABP | 04-01 | 5159203 | PRO-PRR-PFD | 20Y-Desktop Comprehensive Risk Assessment Review (last CRA was in 2008) | 178.5915
2024 | 0000009321 | WIBS | 04-01 | 5159291 | BAL-BAR-JTW-SPW-GTE-GTB | Refurbish: Replacement rubbers for the seals on the gate. Will only be carried out just before gate needed | 11.885
2024 | 0000048343 | WLBD | 04-01 | 5159369 | DAW-MOS | Study: 20yr Dam Safety Review (by 1 Jun 2027) | 346.7037
2024 | 0000014572 | WAIE | 04-01 | 5159928 | BRI-DIST-DALB-IRR-DMC-RG03-GATE | Dalbeg MC - Refurbish - RG03-GATE - REGULATING GATE - Float Regulating Gate Refurbishment Strategy | 10.0767
2024 | 0000014575 | WAIE | 04-01 | 5159928 | BRI-DIST-DALB-IRR-DMC-RG04-GATE | Dalbeg MC - Refurbish - RG04-GATE - REGULATING GATE - Float Regulating Gate Refurbishment Strategy | 10.0767
2024 | 0000014578 | WAIE | 04-01 | 5159928 | BRI-DIST-DALB-IRR-DMC-RG05-GATE | Dalbeg MC - Refurbish - RG05-GATE - REGULATING GATE - Float Regulating Gate Refurbishment Strategy | 10.0767
2024 | 0000011028 | WABB | 04-01 | 5160043 | BDK-BDR-BFD-WAA-WAL-VEN-FAV-001 | Replace Ventilation Fan-Upper | 57.1789
2024 | 0000063440 | WLBN | 04-01 | 5160299 | NMA-NGA-FAI-SFC-RDD-006 | Refurbish Access Road Stp (Old) | 7.7343
2024 | 0000011027 | WABB | 04-01 | 5160368 | BDK-BDR-BFD-WAA-WAL-VEN-FAV-002 | Replace Ventilation Fan-Lower | 58.8719
2024 | 0000019533 | WLBN | 04-01 | 5160425 | NMA-NGA-FAI-OWK-001-ILS-GTE-001 | Refurbish Lh Lift Gate (Inlet) | 53.3194
2024 | 0000019535 | WLBN | 04-01 | 5160425 | NMA-NGA-FAI-OWK-001-ILS-GTE-003 | Refurbish Rh Lift Gate (Inlet) | 53.3194
2024 | 0000057178 | WBBU | 04-01 | 5160494 | UBP-NGO-WUR-ELE-ELC | Options Study: replace cables and cableways in 2025/26 | 22.8146
2024 | 0000011005 | WABB | 04-01 | 5160680 | BDK-BDR-BFD-GEN-FLT | Replace Room Filters | 6.0499
2024 | 0000011006 | WABB | 04-01 | 5160680 | BDK-BDR-BFD-GEN-CNP | Replace Starter Controls (Unit 110) | 3.5064
2024 | 0000011007 | WABB | 04-01 | 5160680 | BDK-BDR-BFD-GEN-TKF-LVL | Replace Fuel Level Controller | 3.5064
2024 | 0000002618 | WLBN | 04-01 | 5164287 | NMA-NGA-FAI-SFC-RDD-004 | Refurbish: Remove bitumen seal, build gravel road. | 38.2727
2024 | 0000006366 | WKIA | 04-01 | 5174416 | ETO-OMC-RG-RG07-GATE | Oakenden MC - Refurbish - RG07-GATE - AVIS GATE - Float Regulating Gate Refurbishment Strategy | 45.952
2024 | 0000038107 | WKIA | 04-01 | 5174418 | ETO-BR-PSTN2-PUN2-RVLV | Brightley PSTN 2 - Replace - PUN2-RVLV - REFLUX VALVE - Replace & Refurb Strategy & Irrig Com Strat (Item 6.0) | 20.7903
2024 | 0000006041 | WKIA | 04-01 | 5174431 | ETO-OMC-BS1-OFDR | Oakenden MC - Refurbish - BS1-OFDR - OVERFLOW DRAIN - Irrigation Common Strategy Drain (30Yr Pln) (Item 5.0) | 33.8581
2024 | 0000050330 | WKIA | 04-01 | 5177239 | ETO-MTA-PSTN-PUN3-DV | Mt Alice PSTN - Refurbish - PUN3-DV - VALVE, 400MM BUTF DEZURIK - Replace & Refurb Strategy & Irrig Com Strat (Item 6.0) | 19.3105
2024 | 0000006139 | WKIA | 04-01 | 5177251 | ETO-BR-BMC-SO-SO01 | Brightley MC - Replace - SO-SO01 - SCOUR VALVE AT 717.9M - Irrigation Scheme Common Strategy (30Yr Pln) (Items 6.0 & 6.1) | 5.1282
2024 | 0000006140 | WKIA | 04-01 | 5177251 | ETO-BR-BMC-SO-SO02 | Brightley MC - Replace - SO-SO02 - SCOUR VALVE AT 929.5M - Irrigation Scheme Common Strategy (30Yr Pln) (Items 6.0 & 6.1) | 5.1282
2024 | 0000006141 | WKIA | 04-01 | 5177251 | ETO-BR-BMC-SO-SO03 | Brightley MC - Replace - SO-SO03 - SCOUR VALVE AT 3673.5M - Irrigation Scheme Common Strategy (30Yr Pln) (Items 6.0 & 6.1) | 5.1282
2024 | 0000006142 | WKIA | 04-01 | 5177251 | ETO-BR-BMC-SO-SO04 | Brightley MC - Replace - SO-SO04 - SCOUR VALVE AT 5104.2M - Irrigation Scheme Common Strategy (30Yr Pln) (Items 6.0 & 6.1) | 5.1282
2024 | 0000006143 | WKIA | 04-01 | 5177251 | ETO-BR-BMC-SO-SO05 | Brightley MC - Replace - SO-SO05 - SCOUR VALVE AT 5312.8M - Irrigation Scheme Common Strategy (30Yr Pln) (Items 6.0 & 6.1) | 5.1282
2024 | 0000006144 | WKIA | 04-01 | 5177251 | ETO-BR-BMC-SO-SO06 | Brightley MC - Replace - SO-SO06 - SCOUR VALVE AT 5773.4M - Irrigation Scheme Common Strategy (30Yr Pln) (Items 6.0 & 6.1) | 5.1282
2024 | 0000006146 | WKIA | 04-01 | 5177251 | ETO-BR-BMC-SO-SO08 | Brightley MC - Replace - SO-SO08 - SCOUR VALVE AT 6965.8M - Irrigation Scheme Common Strategy (30Yr Pln) (Items 6.0 & 6.1) | 5.1282
2024 | 0000006147 | WKIA | 04-01 | 5177251 | ETO-BR-BMC-SO-SO09 | Brightley MC - Replace - SO-SO09 - SCOUR VALVE AT 7126.6M - Irrigation Scheme Common Strategy (30Yr Pln) (Items 6.0 & 6.1) | 5.1282
2024 | 0000006148 | WKIA | 04-01 | 5177251 | ETO-BR-BMC-SO-SO10 | Brightley MC - Replace - SO-SO10 - SCOUR VALVE AT 7374.1M - Irrigation Scheme Common Strategy (30Yr Pln) (Items 6.0 & 6.1) | 5.1282
2024 | 0000006149 | WKIA | 04-01 | 5177251 | ETO-BR-BMC-SO-SO11 | Brightley MC - Replace - SO-SO11 - SCOUR VALVE AT 8630.5M - Irrigation Scheme Common Strategy (30Yr Pln) (Items 6.0 & 6.1) | 5.1282
2024 | 0000006150 | WKIA | 04-01 | 5177251 | ETO-BR-CH23_1-SO-SO01 | Brightley CH23 - Replace - SO-SO01 - SCOUR VALVE AT 385.9M - Irrigation Scheme Common Strategy (30Yr Pln) (Items 6.0 & 6.1) | 5.1282
2024 | 0000006151 | WKIA | 04-01 | 5177251 | ETO-BR-CH23_1-SO-SO02 | Brightley CH23 - Replace - SO-SO02 - SCOUR VALVE AT 720.2M - Irrigation Scheme Common Strategy (30Yr Pln) (Items 6.0 & 6.1) | 5.1282
2024 | 0000006152 | WKIA | 04-01 | 5177251 | ETO-BR-CH23_1-SO-SO03 | Brightley CH23 - Replace - SO-SO03 - SCOUR VALVE AT 989.9M - Irrigation Scheme Common Strategy (30Yr Pln) (Items 6.0 & 6.1) | 5.1282
2024 | 0000006153 | WKIA | 04-01 | 5177251 | ETO-BR-CH23_1-SO-SO04 | Brightley CH23 - Replace - SO-SO04 - SCOUR VALVE AT 1273.1M - Irrigation Scheme Common Strategy (30Yr Pln) (Items 6.0 & 6.1) | 5.1282
2024 | 0000006158 | WKIA | 04-01 | 5177251 | ETO-BR-CH23_2_1-SO-SO01 | Brightley CH23 - Replace - SO-SO01 - SCOUR VALVE AT 69.0M - Irrigation Scheme Common Strategy (30Yr Pln) (Items 6.0 & 6.1) | 5.1282
2024 | 0000006154 | WKIA | 04-01 | 5177251 | ETO-BR-CH23_2-SO-SO01 | Brightley CH23 - Replace - SO-SO01 - SCOUR VALVE AT 941.9M - Irrigation Scheme Common Strategy (30Yr Pln) (Items 6.0 & 6.1) | 5.1282
2024 | 0000006155 | WKIA | 04-01 | 5177251 | ETO-BR-CH23_2-SO-SO02 | Brightley CH23 - Replace - SO-SO02 - SCOUR VALVE AT 1221.0M - Irrigation Scheme Common Strategy (30Yr Pln) (Items 6.0 & 6.1) | 5.1282
2024 | 0000006156 | WKIA | 04-01 | 5177251 | ETO-BR-CH23_2-SO-SO03 | Brightley CH23 - Replace - SO-SO03 - SCOUR VALVE AT 1444.3M - Irrigation Scheme Common Strategy (30Yr Pln) (Items 6.0 & 6.1) | 5.1282
2024 | 0000006157 | WKIA | 04-01 | 5177251 | ETO-BR-CH23_2-SO-SO04 | Brightley CH23 - Replace - SO-SO04 - SCOUR VALVE AT 2414.4M - Irrigation Scheme Common Strategy (30Yr Pln) (Items 6.0 & 6.1) | 5.1282
2024 | 0000006164 | WKIA | 04-01 | 5177251 | ETO-BR-CH23_3_1-SO-SO01 | Brightley CH23 - Replace - SO-SO01 - SCOUR VALVE AT 346.2M - Irrigation Scheme Common Strategy (30Yr Pln) (Items 6.0 & 6.1) | 5.1282
2024 | 0000006165 | WKIA | 04-01 | 5177251 | ETO-BR-CH23_3_1-SO-SO02 | Brightley CH23 - Replace - SO-SO02 - SCOUR VALVE AT 919.6M - Irrigation Scheme Common Strategy (30Yr Pln) (Items 6.0 & 6.1) | 5.1282
2024 | 0000006159 | WKIA | 04-01 | 5177251 | ETO-BR-CH23_3-SO-SO01 | Brightley CH23 - Replace - SO-SO01 - SCOUR VALVE AT 158.8M - Irrigation Scheme Common Strategy (30Yr Pln) (Items 6.0 & 6.1) | 5.1282
2024 | 0000006163 | WKIA | 04-01 | 5177251 | ETO-BR-CH23_3-SO-SO05 | Brightley CH23 - Replace - SO-SO05 - SCOUR VALVE AT 1457.5M - Irrigation Scheme Common Strategy (30Yr Pln) (Items 6.0 & 6.1) | 5.1282
2024 | 0000006166 | WKIA | 04-01 | 5177251 | ETO-BR-CH23_4-SO-SO01 | Brightley CH23 - Replace - SO-SO01 - SCOUR VALVE AT 77.4M - Irrigation Scheme Common Strategy (30Yr Pln) (Items 6.0 & 6.1) | 5.1282
2024 | 0000006167 | WKIA | 04-01 | 5177251 | ETO-BR-CH23_6-SO-SO01 | Brightley CH23 - Replace - SO-SO01 - SCOUR VALVE AT 287.9M - Irrigation Scheme Common Strategy (30Yr Pln) (Items 6.0 & 6.1) | 5.1282
2024 | 0000006168 | WKIA | 04-01 | 5177251 | ETO-BR-CH23_7-SO-SO01 | Brightley CH23 - Replace - SO-SO01 - SCOUR VALVE AT 261.7M - Irrigation Scheme Common Strategy (30Yr Pln) (Items 6.0 & 6.1) | 5.1282
2024 | 0000006169 | WKIA | 04-01 | 5177251 | ETO-BR-CH23_8-SO-SO01 | Brightley CH23 - Replace - SO-SO01 - SCOUR VALVE AT 462.7M - Irrigation Scheme Common Strategy (30Yr Pln) (Items 6.0 & 6.1) | 5.1282
2024 | 0000057739 | WKIA | 04-01 | 5177259 | ETO-OMC-CH20_3-CO-IV | Oakenden MC - Replace - H20_3-CO-IV - ISOLATING VLV @ 0M - Irrigation Scheme Common Strategy (30Yr Pln) (Items 6.0 & 6.1) | 9.5376
2024 | 0000057741 | WKIA | 04-01 | 5177259 | ETO-OMC-CH20_4-CO01-IV | Oakenden MC - Replace - H20_4-CO01-IV - ISOLTNG VLV @ 6.5M - Irrigation Scheme Common Strategy (30Yr Pln) (Items 6.0 & 6.1) | 9.5376
2024 | 0000039882 | WKIA | 04-01 | 5177347 | ETO-VPR-BS1-CNTL | Victoria Plains BSTR - Replace - BS1-CNTL - CONTROL EQUIPMENT - Replace & Refurb Strategy & Irrig Com Strat (Item 1.0) | 11.506
2024 | 0000039883 | WKIA | 04-01 | 5177347 | ETO-VPR-VPD-CO01-CNTL | Victoria Plains Relift - Replace - CO01-CNTL - CONTROL EQUIPMENT - Replace & Refurb Strategy & Irrig Com Strat (Item 1.0) | 11.506
2024 | 0000008610 | WMIM | 04-01 | 5178009 | MDA-MAR-IRR-BSTR-CO01-GT01 | Mareeba (Nardellos) BSTR - Refurbish - CO01-GT01 - CNT GTE (AMIL) - Float Regulating Gate Refurbishment Strategy | 18.4695
2024 | 0000007942 | WMIM | 04-01 | 5178009 | MDA-MAR-IRR-MC-OVF-OVF1-GT01 | Mareeba MC - Refurbish - OVF1-GT01 - AMIL GATE 8224M (OVFL) - Float Regulating Gate Refurbishment Strategy | 18.4695
2024 | 0000008197 | WMIM | 04-01 | 5178009 | MDA-SWL-SWI-SW29-RG01-GT02 | South Walsh Ch29 - Refurbish - RG01-GT02 - REGULATING GATE - Replacement & Refurbishment Life Strategy | 18.4695
2024 | 0000008198 | WMIM | 04-01 | 5178009 | MDA-SWL-SWI-SW29-RG02-GATE | South Walsh Ch29 - Refurbish - RG02-GATE - AMIL GATE - Float Regulating Gate Refurbishment Strategy | 18.4695
2024 | 0000008199 | WMIM | 04-01 | 5178009 | MDA-SWL-SWI-SW29-RG03-GATE | South Walsh Ch29 - Refurbish - RG03-GATE - AMIL GATE 1538M - Float Regulating Gate Refurbishment Strategy | 18.4695
2024 | 0000008370 | WMIM | 04-01 | 5178009 | MDA-SWL-SWI-SW29-RG04-GATE | South Walsh Ch29 - Refurbish - RG04-GATE - AMIL GATE - Float Regulating Gate Refurbishment Strategy | 18.4695
2024 | 0000008371 | WMIM | 04-01 | 5178009 | MDA-SWL-SWI-SW29-RG05-GATE | South Walsh Ch29 - Refurbish - RG05-GATE - AMIL GATE - Float Regulating Gate Refurbishment Strategy | 18.4695
2024 | 0000007981 | WMIM | 04-01 | 5178009 | MDA-WBA-MC-MC_C-CR15-GT01 | West Barron MC - Refurbish - CR15-GT01 - AMIL GATE - Float Regulating Gate Refurbishment Strategy | 18.4695
2024 | 0000007983 | WMIM | 04-01 | 5178009 | MDA-WBA-MC-MC_D-OVF-GATE | West Barron MC - Refurbish - OVF-GATE - AMIL GATE - Float Regulating Gate Refurbishment Strategy | 18.4695
2024 | 0000009205 | WIBU | 04-01 | 5195020 | UCO-CDM-LES-OWK-001-OLT-VLV-VLI-001 | Clean and paint valve (internal and external); Relife assets based on condition | 4.8265
2024 | 0000073053 | WBIG | 04-01 |  | BIA-BING | Bingera System - Refurbish - BIA-BING - BINGERA - Irrigation Common Strategy Concrete Ch (30Yr Pln) (Item 2.0) | 482.2304
2024 | 0000003891 | WBIG | 04-01 | 5113042 | BIA-ISIS-PSTNDB-PUN1-MOST | Don Beattie PSTN - Refurbish - PUN1-MOST - MOTOR STARTER - Replace & Refurb Strategy & Irrig Com Strat (Item 1.1) | 42.0083
2024 | 0000003895 | WBIG | 04-01 | 5168631 | BIA-ISIS-PSTNQP-PUN1-MOST | Quart Pot PSTN - Refurbish - PUN1-MOST - MOTOR STARTER - Replace & Refurb Strategy & Irrig Com Strat (Item 1.1) | 39.4392
2024 | 0000003833 | WBIG | 04-01 |  | BIA-BING-BSTR-OTLT-TRWI | Bingera BSTR - Refurbish - OTLT-TRWI - WINCH -TRASH SCREEN - Crane, Hoist & Winch Standard AM.05 | 3.4929
2024 | 0000006122 | WKBB | 04-01 |  | BBR-BNR-BRW-BYP-GTE-001 | Refurbish LH Penstock Gates, Frames & Actuators - Bowen River Weir Bypass | 47.8283
2024 | 0000070478 | WKBE | 04-01 |  | KIN-MIR-PSTN3-ELEC-SWB1 | Replace switchboard HV (design and procure) | 68.3262
2024 | 0000070490 | WKBE | 04-01 |  | KIN-MIR-PSTN3-ELEC-SWB3 | Replace SCADA switchboard (design and procure) | 27.3305
2024 | 0000057873 | WAIE | 04-01 | 5141173 | BRI-DIST-BARR-IRR-BA5-SI02 | Barratta Ch Ba5 - Replace - -BA5-SI02 - SIPHON NO.2 (4.0K) - Replacement & Refurbishment Life Strategy | 20.1746
2024 | 0000007949 | WMBM | 04-01 | 5172709 | TIN-BRN-TID-IRR-CMP-GTE | Refurbish Vertical Lift Gate and Seal - Tinaroo Falls Dam compensator gate | 44.16
2024 | 0000062678 | WLIW | 04-01 |  | NMA-NGA-FAI-ELE-ELH-SWY-ELT | Replace Substation Equipment (Item brought forward from 2038) | 73.6889
2024 | 0000057122 | WKBE | 04-01 | 5159863 | KIN-MIR-PSTN3-ELEC-SWB2 | Prepare design and tender pack for switchboard | 100.2039
2024 | 0000076150 | WBBB | 04-01 | 5209483 | BUN-BURN-SWBU | Replace Meter Program (10 per year) - Burnett River (P2) | 57.0168
2024 | 0000076151 | WBBB | 04-01 | 5209485 | BUN-KOLA-SWKO | Replace Meter Program (4 per year) - Kolan River (P2) | 22.8293
2024 | 0000076152 | WBBL | 04-01 | 5209486 | MVA-MRRS-MO | Replace Meter Program (3 per year) - Mary River (P2) | 17.0967
2024 | 0000076153 | WBBL | 04-01 | 5209487 | MVA-TCRS-MO | Replace Meter Program (2 per year) - Tinana Stream (P2) | 11.4048
2024 | 0000076154 | WBBU | 04-01 | 5209488 | UBP-SWUB | Replace Meter Program (11 per year) - Upper Burnett (P2) | 62.7824
2024 | 0000076506 | WLBN | 04-01 |  | NMA-MCK-MO | Replace Meter Program (2 per year) - Mackenzie River | 31.7257
2024 | 0000076238 | WABB | 04-01 |  | BDK-BDR-CLW-GTE-GTF-HYD | Refurbish Hydraulic System and cylinders - Stage 7 | 452.0038
2024 | 0000075995 | WBIG | 04-01 |  | BIA-GIGI-MON-PSTNM-CRNE | Monduran PSTN - Refurbish - NM-CRNE - 12.5T BRIDGE CRANE - Crane, Hoist & Winch Standard AM.05 | 6.3507
2024 | 0000075780 | WBIG | 04-01 |  | BIA-GOOB-PSTN-CAS-ARCV | Gooburrum PSTN - Refurbish - AS-ARCV - AIR RECEIVER W0071138 - Replacement & Refurb Strategy , Pres Vesl Sty AM.02 | 6.3507
2024 | 0000076329 | WBIG | 04-01 |  | BIA-ISIS | Isis System - Refurbish - BIA-ISIS - ISIS - Irrigation Common Strategy Concrete Ch (30Yr Pln) (Item 2.0) | 495.4728
2024 | 0000076500 | WBIG | 04-01 |  | BIA-ISIS-CMC-CP | Childers MC - Investigate - CMC-CP - CATHODIC PROTECTION (RM) - Irrigation Scheme Common Strategy (30Yr Pln) (Item 3.2) | 6.7953
2024 | 0000075782 | WBIG | 04-01 |  | BIA-ISIS-PSTNDB-CAS-ARCV | Don Beattie PSTN - Refurbish - CAS-ARCV - AIR RECEIVER, W0071137 - Replacement & Refurb Strategy , Pres Vesl Sty AM.02 | 6.3507
2024 | 0000076501 | WBIG | 04-01 |  | BIA-ISIS-PSTNQP-ELEC-CNTL | Quart Pot PSTN - Replace - ELEC-CNTL - COMMON CONTROL - Replace & Refurb Strategy & Irrig Com Strat (Item 1.0) | 8.9545
2024 | 0000075750 | WBIG | 04-01 |  | BIA-WOON-PSTNWS-PUN2-MTOR | Woongarra PSTN - Refurbish - PUN2-MTOR - 132KW ELEC MINESPEC - Replacement & Refurbishment Life Strategy | 20.3224
2024 | 0000076496 | WAIE | 04-01 |  | BRI-DIST-GIRU-VBW | Giru Weir - Inspect - GIRU-VBW - VAL BIRD AMTD 22.7KM - Five Yearly Detailed Condition Assessment and Report AM21_G4 | 20.0905
2024 | 0000076497 | WAIE | 04-01 |  | BRI-DIST-HAUG-IRR-PSTN1-HST2 | Tom Fenwick PSTN 1 - Inspect - PSTN1-HST2 - PUMP UNIT NO. 2 INTAKE HOIST - Crane, Hoist & Winch Standard AM.05 | 4.6878
2024 | 0000076499 | WAIE | 04-01 |  | BRI-DIST-MILL-IRR-PSTNA-HSTL | Millaroo PSTN A - Inspect - PSTNA-HSTL - LOWER HOIST - Crane, Hoist & Winch Standard AM.05 | 4.6878
2024 | 0000076498 | WAIE | 04-01 |  | BRI-DIST-MILL-IRR-PSTNA-HSTU | Millaroo PSTN A - Inspect - PSTNA-HSTH - UPPER HOIST - Crane, Hoist & Winch Standard AM.05 | 4.6878
2024 | 0000076502 | WLIW | 04-01 |  | EME-BLDG-CMPD-CRNE | Selma Ch System - Inspect - CMPD-CRNE - JIB CRANE 500KG - Crane, Hoist & Winch Standard AM.05 | 5.9088
2024 | 0000075877 | WLIW | 04-01 |  | EME-SEL-IRR-PSTN-CRNE | Selma PSTN - Inspect - PSTN-CRNE - BRIDGE CRANE - Crane, Hoist & Winch Standard AM.05 | 4.6852
2024 | 0000076077 | WLIW | 04-01 |  | EME-SEL-IRR-PSTN-GT01-CRNE | Selma PSTN - Inspect - GT01-CRNE - GATE WINCH (INLET) 15 T - Crane, Hoist & Winch Standard AM.05 | 4.6852
2024 | 0000076078 | WLIW | 04-01 |  | EME-SEL-IRR-PSTN-GT02-CRNE | Selma PSTN - Inspect - GT02-CRNE - GATE WINCH (OUTLET) 15 T - Crane, Hoist & Winch Standard AM.05 | 4.6852
2024 | 0000075993 | WBIC | 04-01 |  | LOW-OW-PSTN-PWLL-LIFT | Owanyilla PSTN - Refurbish - PWLL-LIFT - LIFT - Crane, Hoist & Winch Standard AM.05 | 27.1691
2024 | 0000075990 | WBIC | 04-01 | 5207307 | LOW-OW-PSTN-ELEC-SWB2 | Owanyilla PSTN - Replace - ELEC-SWB2 - SWITCHBOARD 2 - Replace & Refurb Strategy & Irrig Com Strat (Item 1.1) | 486.2189
2024 | 0000075991 | WMIM | 04-01 | 5207331 | MDA | Mareeba System - Investigate - MDA - CNTL EQUIP REPL STDY - Material Project (QCA) Control Equip Option Analysis AM11 | 10.3128
2024 | 0000076169 | WBBB | 04-01 | 5210200 | BUN-BUR-BAB-SHT | Build & install 10 new shutters at Ben Anderson Barrage | 371.7938
2024 | 0000076084 | WKIA | 04-01 | 5212730 | ETO-BR-BS3-CMPD-CRNE | Brightley BSTR 3 - Inspect - CMPD-CRNE - JIB CRANE - Crane, Hoist & Winch Standard AM.05 | 4.0569
2024 | 0000076685 | WKBE | 04-01 | 5216058 | KIN-LCY-KID-PTG | Refurbish Kinchant Dam Borrow pits - clean and profile drains | 75.4454
Grand Total | [6 empty] | 108752.9231

## List of service contract areas
Service contract abbreviations
WBBR | Barker Barambah bulk
WKBB | Bowen Broken Rivers
WBBY | Boyne River & Tarong
WBBB | Bundaberg bulk
WABB | Burdekin Haughton bulk
WLBC | Callide Valley
WIBH | Chinchilla Weir
WIBN | Cunnamulla
WLBD | Dawson Valley bulk
WKBE | Eton bulk
WLBF | Lower Fitzroy
WBBL | Lower Mary River bulk
WIBT | Macintyre Brook
WIBM | Maranoa River
WMBM | Mareeba-Dimbulah bulk
WLBN | Nogoa Mackenzie (bulk)
WKBP | Pioneer River
WABP | Proserpine
WIBS | St George bulk
WLBT | Three Moon Creek
WBBU | Upper Burnett
WIBU | Upper Condamine
WBIG | Bundaberg distribution
WAIE | Burdekin Haughton distribution
WLIW | Nogoa Mackenzie (Emerald) distribution
WKIA | Eton distribution
WBIC | Lower Mary River distribution
WMIM | Mareeba-Dimbulah distribution